## Summary
Time Step | Load (kW) | Chiller Only Efficiency (kW/TR) | Whole Plant Efficiency (kW/TR) | Chiller Inlet Temp (degC) | Chiller Outlet Temp (degC) | Mass Flow Rate (kg/s)
0 | 200 | 0.64887 | 1.028 | 15 | 5 | 4.7619
5 | 200 | 0.64887 | 1.0299 | 14.5238 | 5 | 5
10 | 200 | 0.64887 | 1.032 | 14.0703 | 5 | 5.25
15 | 200 | 0.64887 | 1.0341 | 13.6384 | 5 | 5.5125
20 | 200 | 0.64887 | 1.0364 | 13.227 | 5 | 5.7881
25 | 200 | 0.64887 | 1.0387 | 12.8353 | 5 | 6.0775
30 | 200 | 0.64887 | 1.0412 | 12.4622 | 5 | 6.3814
35 | 200 | 0.64887 | 1.0438 | 12.1068 | 5 | 6.7005
40 | 200 | 0.64887 | 1.0466 | 11.7684 | 5 | 7.0355
45 | 200 | 0.64887 | 1.0494 | 11.4461 | 5 | 7.3873
50 | 200 | 0.64887 | 1.0525 | 11.1391 | 5 | 7.7566
55 | 200 | 0.64887 | 1.0556 | 10.8468 | 5 | 8.1445
60 | 200 | 0.64887 | 1.059 | 10.5684 | 5 | 8.5517
65 | 200 | 0.64887 | 1.0625 | 10.3032 | 5 | 8.9793
70 | 200 | 0.64887 | 1.0661 | 10.0507 | 5 | 9.4282
75 | 200 | 0.64887 | 1.07 | 9.8102 | 5 | 9.8997
80 | 200 | 0.64887 | 1.0659 | 10.0633 | 5 | 9.4047
85 | 200 | 0.64887 | 1.0698 | 9.8222 | 5 | 9.8749
90 | 200 | 0.64887 | 1.0657 | 10.076 | 5 | 9.3812
95 | 200 | 0.64887 | 1.0696 | 9.8343 | 5 | 9.8502
100 | 200 | 0.64887 | 1.0656 | 10.0887 | 5 | 9.3577
105 | 200 | 0.64887 | 1.0694 | 9.8464 | 5 | 9.8256
110 | 200 | 0.64887 | 1.0654 | 10.1015 | 5 | 9.3343
115 | 200 | 0.64887 | 1.0692 | 9.8586 | 5 | 9.801
120 | 200 | 0.64887 | 1.0652 | 10.1143 | 5 | 9.311
125 | 200 | 0.64887 | 1.069 | 9.8708 | 5 | 9.7765
130 | 200 | 0.64887 | 1.065 | 10.1271 | 5 | 9.2877
135 | 200 | 0.64887 | 1.0688 | 9.883 | 5 | 9.7521
140 | 200 | 0.64887 | 1.0648 | 10.14 | 5 | 9.2645
145 | 200 | 0.64887 | 1.0686 | 9.8952 | 5 | 9.7277
150 | 200 | 0.64887 | 1.0646 | 10.1528 | 5 | 9.2413
155 | 200 | 0.64887 | 1.0684 | 9.9075 | 5 | 9.7034
160 | 200 | 0.64887 | 1.0644 | 10.1658 | 5 | 9.2182
165 | 200 | 0.64887 | 1.0682 | 9.9198 | 5 | 9.6791
170 | 200 | 0.64887 | 1.0642 | 10.1787 | 5 | 9.1952
175 | 200 | 0.64887 | 1.068 | 9.9321 | 5 | 9.6549
180 | 200 | 0.64887 | 1.064 | 10.1917 | 5 | 9.1722
185 | 200 | 0.64887 | 1.0678 | 9.9445 | 5 | 9.6308
190 | 200 | 0.64887 | 1.0638 | 10.2047 | 5 | 9.1493
195 | 200 | 0.64887 | 1.0676 | 9.9568 | 5 | 9.6067
200 | 200 | 0.64887 | 1.0676 | 9.9568 | 5 | 9.6067
205 | 200 | 0.64887 | 1.0676 | 9.9568 | 5 | 9.6067
210 | 200 | 0.64887 | 1.0676 | 9.9568 | 5 | 9.6067
215 | 200 | 0.64887 | 1.0676 | 9.9568 | 5 | 9.6067
220 | 200 | 0.64887 | 1.0676 | 9.9568 | 5 | 9.6067
225 | 200 | 0.64887 | 1.0676 | 9.9568 | 5 | 9.6067
230 | 200 | 0.64887 | 1.0676 | 9.9568 | 5 | 9.6067
235 | 200 | 0.64887 | 1.0676 | 9.9568 | 5 | 9.6067
240 | 200 | 0.64887 | 1.0676 | 9.9568 | 5 | 9.6067
245 | 200 | 0.64887 | 1.0676 | 9.9568 | 5 | 9.6067
250 | 200 | 0.64887 | 1.0676 | 9.9568 | 5 | 9.6067
255 | 200 | 0.64887 | 1.0676 | 9.9568 | 5 | 9.6067
260 | 200 | 0.64887 | 1.0676 | 9.9568 | 5 | 9.6067
265 | 200 | 0.64887 | 1.0676 | 9.9568 | 5 | 9.6067
270 | 200 | 0.64887 | 1.0676 | 9.9568 | 5 | 9.6067
275 | 200 | 0.64887 | 1.0676 | 9.9568 | 5 | 9.6067
280 | 200 | 0.64887 | 1.0676 | 9.9568 | 5 | 9.6067
285 | 200 | 0.64887 | 1.0676 | 9.9568 | 5 | 9.6067
290 | 200 | 0.64887 | 1.0676 | 9.9568 | 5 | 9.6067
295 | 200 | 0.64887 | 1.0676 | 9.9568 | 5 | 9.6067
300 | 200 | 0.64887 | 1.0676 | 9.9568 | 5 | 9.6067
305 | 200 | 0.64887 | 1.0676 | 9.9568 | 5 | 9.6067
310 | 200 | 0.64887 | 1.0676 | 9.9568 | 5 | 9.6067
315 | 200 | 0.64887 | 1.0676 | 9.9568 | 5 | 9.6067
320 | 200 | 0.64887 | 1.0676 | 9.9568 | 5 | 9.6067
325 | 200 | 0.64887 | 1.0676 | 9.9568 | 5 | 9.6067
330 | 200 | 0.64887 | 1.0676 | 9.9568 | 5 | 9.6067
335 | 200 | 0.64887 | 1.0676 | 9.9568 | 5 | 9.6067
340 | 200 | 0.64887 | 1.0676 | 9.9568 | 5 | 9.6067
345 | 200 | 0.64887 | 1.0676 | 9.9568 | 5 | 9.6067
350 | 200 | 0.64887 | 1.0676 | 9.9568 | 5 | 9.6067
355 | 200 | 0.64887 | 1.0676 | 9.9568 | 5 | 9.6067
360 | 200 | 0.64887 | 1.0676 | 9.9568 | 5 | 9.6067
365 | 200 | 0.64887 | 1.0676 | 9.9568 | 5 | 9.6067
370 | 200 | 0.64887 | 1.0676 | 9.9568 | 5 | 9.6067
375 | 200 | 0.64887 | 1.0676 | 9.9568 | 5 | 9.6067
380 | 200 | 0.64887 | 1.0676 | 9.9568 | 5 | 9.6067
385 | 200 | 0.64887 | 1.0676 | 9.9568 | 5 | 9.6067
390 | 200 | 0.64887 | 1.0676 | 9.9568 | 5 | 9.6067
395 | 200 | 0.64887 | 1.0676 | 9.9568 | 5 | 9.6067
400 | 200 | 0.64887 | 1.0676 | 9.9568 | 5 | 9.6067
405 | 200 | 0.64887 | 1.0676 | 9.9568 | 5 | 9.6067
410 | 200 | 0.64887 | 1.0676 | 9.9568 | 5 | 9.6067
415 | 200 | 0.64887 | 1.0676 | 9.9568 | 5 | 9.6067
420 | 200 | 0.64887 | 1.0676 | 9.9568 | 5 | 9.6067
425 | 200 | 0.64887 | 1.0676 | 9.9568 | 5 | 9.6067
430 | 200 | 0.64887 | 1.0676 | 9.9568 | 5 | 9.6067
435 | 200 | 0.64887 | 1.0676 | 9.9568 | 5 | 9.6067
440 | 200 | 0.64887 | 1.0676 | 9.9568 | 5 | 9.6067
445 | 200 | 0.64887 | 1.0676 | 9.9568 | 5 | 9.6067
450 | 200 | 0.64887 | 1.0676 | 9.9568 | 5 | 9.6067
455 | 200 | 0.64887 | 1.0676 | 9.9568 | 5 | 9.6067
460 | 200 | 0.64887 | 1.0676 | 9.9568 | 5 | 9.6067
465 | 200 | 0.64887 | 1.0676 | 9.9568 | 5 | 9.6067
470 | 200 | 0.64887 | 1.0676 | 9.9568 | 5 | 9.6067
475 | 200 | 0.64887 | 1.0676 | 9.9568 | 5 | 9.6067
480 | 200 | 0.64887 | 1.0676 | 9.9568 | 5 | 9.6067
485 | 200 | 0.64887 | 1.0676 | 9.9568 | 5 | 9.6067
490 | 200 | 0.64887 | 1.0676 | 9.9568 | 5 | 9.6067
495 | 200 | 0.64887 | 1.0676 | 9.9568 | 5 | 9.6067
500 | 200 | 0.64887 | 1.0676 | 9.9568 | 5 | 9.6067
505 | 200 | 0.64887 | 1.0676 | 9.9568 | 5 | 9.6067
510 | 200 | 0.64887 | 1.0676 | 9.9568 | 5 | 9.6067
515 | 200 | 0.64887 | 1.0676 | 9.9568 | 5 | 9.6067
520 | 200 | 0.64887 | 1.0676 | 9.9568 | 5 | 9.6067
525 | 200 | 0.64887 | 1.0676 | 9.9568 | 5 | 9.6067
530 | 200 | 0.64887 | 1.0676 | 9.9568 | 5 | 9.6067
535 | 200 | 0.64887 | 1.0676 | 9.9568 | 5 | 9.6067
540 | 200 | 0.64887 | 1.0676 | 9.9568 | 5 | 9.6067
545 | 200 | 0.64887 | 1.0676 | 9.9568 | 5 | 9.6067
550 | 200 | 0.64887 | 1.0676 | 9.9568 | 5 | 9.6067
555 | 200 | 0.64887 | 1.0676 | 9.9568 | 5 | 9.6067
560 | 200 | 0.64887 | 1.0676 | 9.9568 | 5 | 9.6067
565 | 200 | 0.64887 | 1.0676 | 9.9568 | 5 | 9.6067
570 | 200 | 0.64887 | 1.0676 | 9.9568 | 5 | 9.6067
575 | 200 | 0.64887 | 1.0676 | 9.9568 | 5 | 9.6067
580 | 200 | 0.64887 | 1.0676 | 9.9568 | 5 | 9.6067
585 | 200 | 0.64887 | 1.0676 | 9.9568 | 5 | 9.6067
590 | 200 | 0.64887 | 1.0676 | 9.9568 | 5 | 9.6067
595 | 200 | 0.64887 | 1.0676 | 9.9568 | 5 | 9.6067
600 | 200 | 0.64887 | 1.0676 | 9.9568 | 5 | 9.6067
605 | 200 | 0.64887 | 1.0676 | 9.9568 | 5 | 9.6067
610 | 200 | 0.64887 | 1.0676 | 9.9568 | 5 | 9.6067
615 | 200 | 0.64887 | 1.0676 | 9.9568 | 5 | 9.6067
620 | 200 | 0.64887 | 1.0676 | 9.9568 | 5 | 9.6067
625 | 200 | 0.64887 | 1.0676 | 9.9568 | 5 | 9.6067
630 | 200 | 0.64887 | 1.0676 | 9.9568 | 5 | 9.6067
635 | 200 | 0.64887 | 1.0676 | 9.9568 | 5 | 9.6067
640 | 200 | 0.64887 | 1.0676 | 9.9568 | 5 | 9.6067
645 | 200 | 0.64887 | 1.0676 | 9.9568 | 5 | 9.6067
650 | 200 | 0.64887 | 1.0676 | 9.9568 | 5 | 9.6067
655 | 200 | 0.64887 | 1.0676 | 9.9568 | 5 | 9.6067
660 | 200 | 0.64887 | 1.0676 | 9.9568 | 5 | 9.6067
665 | 200 | 0.64887 | 1.0676 | 9.9568 | 5 | 9.6067
670 | 200 | 0.64887 | 1.0676 | 9.9568 | 5 | 9.6067
675 | 200 | 0.64887 | 1.0676 | 9.9568 | 5 | 9.6067
680 | 200 | 0.64887 | 1.0676 | 9.9568 | 5 | 9.6067
685 | 200 | 0.64887 | 1.0676 | 9.9568 | 5 | 9.6067
690 | 200 | 0.64887 | 1.0676 | 9.9568 | 5 | 9.6067
695 | 200 | 0.64887 | 1.0676 | 9.9568 | 5 | 9.6067
700 | 200 | 0.64887 | 1.0676 | 9.9568 | 5 | 9.6067
705 | 200 | 0.64887 | 1.0676 | 9.9568 | 5 | 9.6067
710 | 200 | 0.64887 | 1.0676 | 9.9568 | 5 | 9.6067
715 | 200 | 0.64887 | 1.0676 | 9.9568 | 5 | 9.6067
720 | 200 | 0.64887 | 1.0676 | 9.9568 | 5 | 9.6067
725 | 200 | 0.64887 | 1.0676 | 9.9568 | 5 | 9.6067
730 | 200 | 0.64887 | 1.0676 | 9.9568 | 5 | 9.6067
735 | 200 | 0.64887 | 1.0676 | 9.9568 | 5 | 9.6067
740 | 200 | 0.64887 | 1.0676 | 9.9568 | 5 | 9.6067
745 | 200 | 0.64887 | 1.0676 | 9.9568 | 5 | 9.6067
750 | 200 | 0.64887 | 1.0676 | 9.9568 | 5 | 9.6067
755 | 200 | 0.64887 | 1.0676 | 9.9568 | 5 | 9.6067
760 | 200 | 0.64887 | 1.0676 | 9.9568 | 5 | 9.6067
765 | 200 | 0.64887 | 1.0676 | 9.9568 | 5 | 9.6067
770 | 200 | 0.64887 | 1.0676 | 9.9568 | 5 | 9.6067
775 | 200 | 0.64887 | 1.0676 | 9.9568 | 5 | 9.6067
780 | 200 | 0.64887 | 1.0676 | 9.9568 | 5 | 9.6067
785 | 200 | 0.64887 | 1.0676 | 9.9568 | 5 | 9.6067
790 | 200 | 0.64887 | 1.0676 | 9.9568 | 5 | 9.6067
795 | 200 | 0.64887 | 1.0676 | 9.9568 | 5 | 9.6067
800 | 200 | 0.64887 | 1.0676 | 9.9568 | 5 | 9.6067
805 | 200 | 0.64887 | 1.0676 | 9.9568 | 5 | 9.6067
810 | 200 | 0.64887 | 1.0676 | 9.9568 | 5 | 9.6067
815 | 200 | 0.64887 | 1.0676 | 9.9568 | 5 | 9.6067
820 | 200 | 0.64887 | 1.0676 | 9.9568 | 5 | 9.6067
825 | 200 | 0.64887 | 1.0676 | 9.9568 | 5 | 9.6067
830 | 200 | 0.64887 | 1.0676 | 9.9568 | 5 | 9.6067
835 | 200 | 0.64887 | 1.0676 | 9.9568 | 5 | 9.6067
840 | 200 | 0.64887 | 1.0676 | 9.9568 | 5 | 9.6067
845 | 200 | 0.64887 | 1.0676 | 9.9568 | 5 | 9.6067
850 | 200 | 0.64887 | 1.0676 | 9.9568 | 5 | 9.6067
855 | 200 | 0.64887 | 1.0676 | 9.9568 | 5 | 9.6067
860 | 200 | 0.64887 | 1.0676 | 9.9568 | 5 | 9.6067
865 | 200 | 0.64887 | 1.0676 | 9.9568 | 5 | 9.6067
870 | 200 | 0.64887 | 1.0676 | 9.9568 | 5 | 9.6067
875 | 200 | 0.64887 | 1.0676 | 9.9568 | 5 | 9.6067
880 | 200 | 0.64887 | 1.0676 | 9.9568 | 5 | 9.6067
885 | 200 | 0.64887 | 1.0676 | 9.9568 | 5 | 9.6067
890 | 200 | 0.64887 | 1.0676 | 9.9568 | 5 | 9.6067
895 | 200 | 0.64887 | 1.0676 | 9.9568 | 5 | 9.6067
900 | 200 | 0.64887 | 1.0676 | 9.9568 | 5 | 9.6067
905 | 200 | 0.64887 | 1.0676 | 9.9568 | 5 | 9.6067
910 | 200 | 0.64887 | 1.0676 | 9.9568 | 5 | 9.6067
915 | 200 | 0.64887 | 1.0676 | 9.9568 | 5 | 9.6067
920 | 200 | 0.64887 | 1.0676 | 9.9568 | 5 | 9.6067
925 | 200 | 0.64887 | 1.0676 | 9.9568 | 5 | 9.6067
930 | 200 | 0.64887 | 1.0676 | 9.9568 | 5 | 9.6067
935 | 200 | 0.64887 | 1.0676 | 9.9568 | 5 | 9.6067
940 | 200 | 0.64887 | 1.0676 | 9.9568 | 5 | 9.6067
945 | 200 | 0.64887 | 1.0676 | 9.9568 | 5 | 9.6067
950 | 200 | 0.64887 | 1.0676 | 9.9568 | 5 | 9.6067
955 | 200 | 0.64887 | 1.0676 | 9.9568 | 5 | 9.6067
960 | 200 | 0.64887 | 1.0676 | 9.9568 | 5 | 9.6067
965 | 200 | 0.64887 | 1.0676 | 9.9568 | 5 | 9.6067
970 | 200 | 0.64887 | 1.0676 | 9.9568 | 5 | 9.6067
975 | 200 | 0.64887 | 1.0676 | 9.9568 | 5 | 9.6067
980 | 200 | 0.64887 | 1.0676 | 9.9568 | 5 | 9.6067
985 | 200 | 0.64887 | 1.0676 | 9.9568 | 5 | 9.6067
990 | 200 | 0.64887 | 1.0676 | 9.9568 | 5 | 9.6067
995 | 200 | 0.64887 | 1.0676 | 9.9568 | 5 | 9.6067
1000 | 200 | 0.64887 | 1.0676 | 9.9568 | 5 | 9.6067
1005 | 200 | 0.64887 | 1.0676 | 9.9568 | 5 | 9.6067
1010 | 200 | 0.64887 | 1.0676 | 9.9568 | 5 | 9.6067
1015 | 200 | 0.64887 | 1.0676 | 9.9568 | 5 | 9.6067
1020 | 200 | 0.64887 | 1.0676 | 9.9568 | 5 | 9.6067
1025 | 200 | 0.64887 | 1.0676 | 9.9568 | 5 | 9.6067
1030 | 200 | 0.64887 | 1.0676 | 9.9568 | 5 | 9.6067
1035 | 200 | 0.64887 | 1.0676 | 9.9568 | 5 | 9.6067
1040 | 200 | 0.64887 | 1.0676 | 9.9568 | 5 | 9.6067
1045 | 200 | 0.64887 | 1.0676 | 9.9568 | 5 | 9.6067
1050 | 200 | 0.64887 | 1.0676 | 9.9568 | 5 | 9.6067
1055 | 200 | 0.64887 | 1.0676 | 9.9568 | 5 | 9.6067
1060 | 200 | 0.64887 | 1.0676 | 9.9568 | 5 | 9.6067
1065 | 200 | 0.64887 | 1.0676 | 9.9568 | 5 | 9.6067
1070 | 200 | 0.64887 | 1.0676 | 9.9568 | 5 | 9.6067
1075 | 200 | 0.64887 | 1.0676 | 9.9568 | 5 | 9.6067
1080 | 200 | 0.64887 | 1.0676 | 9.9568 | 5 | 9.6067
1085 | 200 | 0.64887 | 1.0676 | 9.9568 | 5 | 9.6067
1090 | 200 | 0.64887 | 1.0676 | 9.9568 | 5 | 9.6067
1095 | 200 | 0.64887 | 1.0676 | 9.9568 | 5 | 9.6067
1100 | 200 | 0.64887 | 1.0676 | 9.9568 | 5 | 9.6067
1105 | 200 | 0.64887 | 1.0676 | 9.9568 | 5 | 9.6067
1110 | 200 | 0.64887 | 1.0676 | 9.9568 | 5 | 9.6067
1115 | 200 | 0.64887 | 1.0676 | 9.9568 | 5 | 9.6067
1120 | 200 | 0.64887 | 1.0676 | 9.9568 | 5 | 9.6067
1125 | 200 | 0.64887 | 1.0676 | 9.9568 | 5 | 9.6067
1130 | 200 | 0.64887 | 1.0676 | 9.9568 | 5 | 9.6067
1135 | 200 | 0.64887 | 1.0676 | 9.9568 | 5 | 9.6067
1140 | 200 | 0.64887 | 1.0676 | 9.9568 | 5 | 9.6067
1145 | 200 | 0.64887 | 1.0676 | 9.9568 | 5 | 9.6067
1150 | 200 | 0.64887 | 1.0676 | 9.9568 | 5 | 9.6067
1155 | 200 | 0.64887 | 1.0676 | 9.9568 | 5 | 9.6067
1160 | 200 | 0.64887 | 1.0676 | 9.9568 | 5 | 9.6067
1165 | 200 | 0.64887 | 1.0676 | 9.9568 | 5 | 9.6067
1170 | 200 | 0.64887 | 1.0676 | 9.9568 | 5 | 9.6067
1175 | 200 | 0.64887 | 1.0676 | 9.9568 | 5 | 9.6067
1180 | 200 | 0.64887 | 1.0676 | 9.9568 | 5 | 9.6067
1185 | 200 | 0.64887 | 1.0676 | 9.9568 | 5 | 9.6067
1190 | 200 | 0.64887 | 1.0676 | 9.9568 | 5 | 9.6067
1195 | 200 | 0.64887 | 1.0676 | 9.9568 | 5 | 9.6067
1200 | 200 | 0.64887 | 1.0676 | 9.9568 | 5 | 9.6067
1205 | 200 | 0.64887 | 1.0676 | 9.9568 | 5 | 9.6067
1210 | 200 | 0.64887 | 1.0676 | 9.9568 | 5 | 9.6067
1215 | 200 | 0.64887 | 1.0676 | 9.9568 | 5 | 9.6067
1220 | 200 | 0.64887 | 1.0676 | 9.9568 | 5 | 9.6067
1225 | 200 | 0.64887 | 1.0676 | 9.9568 | 5 | 9.6067
1230 | 200 | 0.64887 | 1.0676 | 9.9568 | 5 | 9.6067
1235 | 200 | 0.64887 | 1.0676 | 9.9568 | 5 | 9.6067
1240 | 200 | 0.64887 | 1.0676 | 9.9568 | 5 | 9.6067
1245 | 200 | 0.64887 | 1.0676 | 9.9568 | 5 | 9.6067
1250 | 200 | 0.64887 | 1.0676 | 9.9568 | 5 | 9.6067
1255 | 200 | 0.64887 | 1.0676 | 9.9568 | 5 | 9.6067
1260 | 200 | 0.64887 | 1.0676 | 9.9568 | 5 | 9.6067
1265 | 200 | 0.64887 | 1.0676 | 9.9568 | 5 | 9.6067
1270 | 200 | 0.64887 | 1.0676 | 9.9568 | 5 | 9.6067
1275 | 200 | 0.64887 | 1.0676 | 9.9568 | 5 | 9.6067
1280 | 200 | 0.64887 | 1.0676 | 9.9568 | 5 | 9.6067
1285 | 200 | 0.64887 | 1.0676 | 9.9568 | 5 | 9.6067
1290 | 200 | 0.64887 | 1.0676 | 9.9568 | 5 | 9.6067
1295 | 200 | 0.64887 | 1.0676 | 9.9568 | 5 | 9.6067
1300 | 200 | 0.64887 | 1.0676 | 9.9568 | 5 | 9.6067
1305 | 200 | 0.64887 | 1.0676 | 9.9568 | 5 | 9.6067
1310 | 200 | 0.64887 | 1.0676 | 9.9568 | 5 | 9.6067
1315 | 200 | 0.64887 | 1.0676 | 9.9568 | 5 | 9.6067
1320 | 200 | 0.64887 | 1.0676 | 9.9568 | 5 | 9.6067
1325 | 200 | 0.64887 | 1.0676 | 9.9568 | 5 | 9.6067
1330 | 200 | 0.64887 | 1.0676 | 9.9568 | 5 | 9.6067
1335 | 200 | 0.64887 | 1.0676 | 9.9568 | 5 | 9.6067
1340 | 200 | 0.64887 | 1.0676 | 9.9568 | 5 | 9.6067
1345 | 200 | 0.64887 | 1.0676 | 9.9568 | 5 | 9.6067
1350 | 200 | 0.64887 | 1.0676 | 9.9568 | 5 | 9.6067
1355 | 200 | 0.64887 | 1.0676 | 9.9568 | 5 | 9.6067
1360 | 200 | 0.64887 | 1.0676 | 9.9568 | 5 | 9.6067
1365 | 200 | 0.64887 | 1.0676 | 9.9568 | 5 | 9.6067
1370 | 200 | 0.64887 | 1.0676 | 9.9568 | 5 | 9.6067
1375 | 200 | 0.64887 | 1.0676 | 9.9568 | 5 | 9.6067
1380 | 200 | 0.64887 | 1.0676 | 9.9568 | 5 | 9.6067
1385 | 200 | 0.64887 | 1.0676 | 9.9568 | 5 | 9.6067
1390 | 200 | 0.64887 | 1.0676 | 9.9568 | 5 | 9.6067
1395 | 200 | 0.64887 | 1.0676 | 9.9568 | 5 | 9.6067
1400 | 200 | 0.64887 | 1.0676 | 9.9568 | 5 | 9.6067
1405 | 200 | 0.64887 | 1.0676 | 9.9568 | 5 | 9.6067
1410 | 200 | 0.64887 | 1.0676 | 9.9568 | 5 | 9.6067
1415 | 200 | 0.64887 | 1.0676 | 9.9568 | 5 | 9.6067
1420 | 200 | 0.64887 | 1.0676 | 9.9568 | 5 | 9.6067
1425 | 200 | 0.64887 | 1.0676 | 9.9568 | 5 | 9.6067
1430 | 200 | 0.64887 | 1.0676 | 9.9568 | 5 | 9.6067
1435 | 200 | 0.64887 | 1.0676 | 9.9568 | 5 | 9.6067
1440 | 200 | 0.64887 | 1.0676 | 9.9568 | 5 | 9.6067
1445 | 200 | 0.64887 | 1.0676 | 9.9568 | 5 | 9.6067
1450 | 200 | 0.64887 | 1.0676 | 9.9568 | 5 | 9.6067
1455 | 200 | 0.64887 | 1.0676 | 9.9568 | 5 | 9.6067
1460 | 200 | 0.64887 | 1.0676 | 9.9568 | 5 | 9.6067
1465 | 200 | 0.64887 | 1.0676 | 9.9568 | 5 | 9.6067
1470 | 200 | 0.64887 | 1.0676 | 9.9568 | 5 | 9.6067
1475 | 200 | 0.64887 | 1.0676 | 9.9568 | 5 | 9.6067
1480 | 200 | 0.64887 | 1.0676 | 9.9568 | 5 | 9.6067
1485 | 200 | 0.64887 | 1.0676 | 9.9568 | 5 | 9.6067
1490 | 200 | 0.64887 | 1.0676 | 9.9568 | 5 | 9.6067
1495 | 200 | 0.64887 | 1.0676 | 9.9568 | 5 | 9.6067
1500 | 200 | 0.64887 | 1.0676 | 9.9568 | 5 | 9.6067
1505 | 200 | 0.64887 | 1.0676 | 9.9568 | 5 | 9.6067
1510 | 200 | 0.64887 | 1.0676 | 9.9568 | 5 | 9.6067
1515 | 200 | 0.64887 | 1.0676 | 9.9568 | 5 | 9.6067
1520 | 200 | 0.64887 | 1.0676 | 9.9568 | 5 | 9.6067
1525 | 200 | 0.64887 | 1.0676 | 9.9568 | 5 | 9.6067
1530 | 200 | 0.64887 | 1.0676 | 9.9568 | 5 | 9.6067
1535 | 200 | 0.64887 | 1.0676 | 9.9568 | 5 | 9.6067
1540 | 200 | 0.64887 | 1.0676 | 9.9568 | 5 | 9.6067
1545 | 200 | 0.64887 | 1.0676 | 9.9568 | 5 | 9.6067
1550 | 200 | 0.64887 | 1.0676 | 9.9568 | 5 | 9.6067
1555 | 200 | 0.64887 | 1.0676 | 9.9568 | 5 | 9.6067
1560 | 200 | 0.64887 | 1.0676 | 9.9568 | 5 | 9.6067
1565 | 200 | 0.64887 | 1.0676 | 9.9568 | 5 | 9.6067
1570 | 200 | 0.64887 | 1.0676 | 9.9568 | 5 | 9.6067
1575 | 200 | 0.64887 | 1.0676 | 9.9568 | 5 | 9.6067
1580 | 200 | 0.64887 | 1.0676 | 9.9568 | 5 | 9.6067
1585 | 200 | 0.64887 | 1.0676 | 9.9568 | 5 | 9.6067
1590 | 200 | 0.64887 | 1.0676 | 9.9568 | 5 | 9.6067
1595 | 200 | 0.64887 | 1.0676 | 9.9568 | 5 | 9.6067
1600 | 200 | 0.64887 | 1.0676 | 9.9568 | 5 | 9.6067
1605 | 200 | 0.64887 | 1.0676 | 9.9568 | 5 | 9.6067
1610 | 200 | 0.64887 | 1.0676 | 9.9568 | 5 | 9.6067
1615 | 200 | 0.64887 | 1.0676 | 9.9568 | 5 | 9.6067
1620 | 200 | 0.64887 | 1.0676 | 9.9568 | 5 | 9.6067
1625 | 200 | 0.64887 | 1.0676 | 9.9568 | 5 | 9.6067
1630 | 200 | 0.64887 | 1.0676 | 9.9568 | 5 | 9.6067
1635 | 200 | 0.64887 | 1.0676 | 9.9568 | 5 | 9.6067
1640 | 200 | 0.64887 | 1.0676 | 9.9568 | 5 | 9.6067
1645 | 200 | 0.64887 | 1.0676 | 9.9568 | 5 | 9.6067
1650 | 200 | 0.64887 | 1.0676 | 9.9568 | 5 | 9.6067
1655 | 200 | 0.64887 | 1.0676 | 9.9568 | 5 | 9.6067
1660 | 200 | 0.64887 | 1.0676 | 9.9568 | 5 | 9.6067
1665 | 200 | 0.64887 | 1.0676 | 9.9568 | 5 | 9.6067
1670 | 200 | 0.64887 | 1.0676 | 9.9568 | 5 | 9.6067
1675 | 200 | 0.64887 | 1.0676 | 9.9568 | 5 | 9.6067
1680 | 200 | 0.64887 | 1.0676 | 9.9568 | 5 | 9.6067
1685 | 200 | 0.64887 | 1.0676 | 9.9568 | 5 | 9.6067
1690 | 200 | 0.64887 | 1.0676 | 9.9568 | 5 | 9.6067
1695 | 200 | 0.64887 | 1.0676 | 9.9568 | 5 | 9.6067
1700 | 200 | 0.64887 | 1.0676 | 9.9568 | 5 | 9.6067
1705 | 200 | 0.64887 | 1.0676 | 9.9568 | 5 | 9.6067
1710 | 200 | 0.64887 | 1.0676 | 9.9568 | 5 | 9.6067
1715 | 200 | 0.64887 | 1.0676 | 9.9568 | 5 | 9.6067
1720 | 200 | 0.64887 | 1.0676 | 9.9568 | 5 | 9.6067
1725 | 200 | 0.64887 | 1.0676 | 9.9568 | 5 | 9.6067
1730 | 200 | 0.64887 | 1.0676 | 9.9568 | 5 | 9.6067
1735 | 200 | 0.64887 | 1.0676 | 9.9568 | 5 | 9.6067
1740 | 200 | 0.64887 | 1.0676 | 9.9568 | 5 | 9.6067
1745 | 200 | 0.64887 | 1.0676 | 9.9568 | 5 | 9.6067
1750 | 200 | 0.64887 | 1.0676 | 9.9568 | 5 | 9.6067
1755 | 200 | 0.64887 | 1.0676 | 9.9568 | 5 | 9.6067
1760 | 200 | 0.64887 | 1.0676 | 9.9568 | 5 | 9.6067
1765 | 200 | 0.64887 | 1.0676 | 9.9568 | 5 | 9.6067
1770 | 200 | 0.64887 | 1.0676 | 9.9568 | 5 | 9.6067
1775 | 200 | 0.64887 | 1.0676 | 9.9568 | 5 | 9.6067
1780 | 200 | 0.64887 | 1.0676 | 9.9568 | 5 | 9.6067
1785 | 200 | 0.64887 | 1.0676 | 9.9568 | 5 | 9.6067
1790 | 200 | 0.64887 | 1.0676 | 9.9568 | 5 | 9.6067
1795 | 200 | 0.64887 | 1.0676 | 9.9568 | 5 | 9.6067
1800 | 200 | 0.64887 | 1.0676 | 9.9568 | 5 | 9.6067
1805 | 200 | 0.64887 | 1.0676 | 9.9568 | 5 | 9.6067
1810 | 200 | 0.64887 | 1.0676 | 9.9568 | 5 | 9.6067
1815 | 200 | 0.64887 | 1.0676 | 9.9568 | 5 | 9.6067
1820 | 200 | 0.64887 | 1.0676 | 9.9568 | 5 | 9.6067
1825 | 200 | 0.64887 | 1.0676 | 9.9568 | 5 | 9.6067
1830 | 200 | 0.64887 | 1.0676 | 9.9568 | 5 | 9.6067
1835 | 200 | 0.64887 | 1.0676 | 9.9568 | 5 | 9.6067
1840 | 200 | 0.64887 | 1.0676 | 9.9568 | 5 | 9.6067
1845 | 200 | 0.64887 | 1.0676 | 9.9568 | 5 | 9.6067
1850 | 200 | 0.64887 | 1.0676 | 9.9568 | 5 | 9.6067
1855 | 200 | 0.64887 | 1.0676 | 9.9568 | 5 | 9.6067
1860 | 200 | 0.64887 | 1.0676 | 9.9568 | 5 | 9.6067
1865 | 200 | 0.64887 | 1.0676 | 9.9568 | 5 | 9.6067
1870 | 200 | 0.64887 | 1.0676 | 9.9568 | 5 | 9.6067
1875 | 200 | 0.64887 | 1.0676 | 9.9568 | 5 | 9.6067
1880 | 200 | 0.64887 | 1.0676 | 9.9568 | 5 | 9.6067
1885 | 200 | 0.64887 | 1.0676 | 9.9568 | 5 | 9.6067
1890 | 200 | 0.64887 | 1.0676 | 9.9568 | 5 | 9.6067
1895 | 200 | 0.64887 | 1.0676 | 9.9568 | 5 | 9.6067
1900 | 200 | 0.64887 | 1.0676 | 9.9568 | 5 | 9.6067
1905 | 200 | 0.64887 | 1.0676 | 9.9568 | 5 | 9.6067
1910 | 200 | 0.64887 | 1.0676 | 9.9568 | 5 | 9.6067
1915 | 200 | 0.64887 | 1.0676 | 9.9568 | 5 | 9.6067
1920 | 200 | 0.64887 | 1.0676 | 9.9568 | 5 | 9.6067
1925 | 200 | 0.64887 | 1.0676 | 9.9568 | 5 | 9.6067
1930 | 200 | 0.64887 | 1.0676 | 9.9568 | 5 | 9.6067
1935 | 200 | 0.64887 | 1.0676 | 9.9568 | 5 | 9.6067
1940 | 200 | 0.64887 | 1.0676 | 9.9568 | 5 | 9.6067
1945 | 200 | 0.64887 | 1.0676 | 9.9568 | 5 | 9.6067
1950 | 200 | 0.64887 | 1.0676 | 9.9568 | 5 | 9.6067
1955 | 200 | 0.64887 | 1.0676 | 9.9568 | 5 | 9.6067
1960 | 200 | 0.64887 | 1.0676 | 9.9568 | 5 | 9.6067
1965 | 200 | 0.64887 | 1.0676 | 9.9568 | 5 | 9.6067
1970 | 200 | 0.64887 | 1.0676 | 9.9568 | 5 | 9.6067
1975 | 200 | 0.64887 | 1.0676 | 9.9568 | 5 | 9.6067
1980 | 200 | 0.64887 | 1.0676 | 9.9568 | 5 | 9.6067
1985 | 200 | 0.64887 | 1.0676 | 9.9568 | 5 | 9.6067
1990 | 200 | 0.64887 | 1.0676 | 9.9568 | 5 | 9.6067
1995 | 200 | 0.64887 | 1.0676 | 9.9568 | 5 | 9.6067
2000 | 200 | 0.64887 | 1.0676 | 9.9568 | 5 | 9.6067
2005 | 200 | 0.64887 | 1.0676 | 9.9568 | 5 | 9.6067
2010 | 200 | 0.64887 | 1.0676 | 9.9568 | 5 | 9.6067
2015 | 200 | 0.64887 | 1.0676 | 9.9568 | 5 | 9.6067
2020 | 200 | 0.64887 | 1.0676 | 9.9568 | 5 | 9.6067
2025 | 200 | 0.64887 | 1.0676 | 9.9568 | 5 | 9.6067
2030 | 200 | 0.64887 | 1.0676 | 9.9568 | 5 | 9.6067
2035 | 200 | 0.64887 | 1.0676 | 9.9568 | 5 | 9.6067
2040 | 200 | 0.64887 | 1.0676 | 9.9568 | 5 | 9.6067
2045 | 200 | 0.64887 | 1.0676 | 9.9568 | 5 | 9.6067
2050 | 200 | 0.64887 | 1.0676 | 9.9568 | 5 | 9.6067
2055 | 200 | 0.64887 | 1.0676 | 9.9568 | 5 | 9.6067
2060 | 200 | 0.64887 | 1.0676 | 9.9568 | 5 | 9.6067
2065 | 200 | 0.64887 | 1.0676 | 9.9568 | 5 | 9.6067
2070 | 200 | 0.64887 | 1.0676 | 9.9568 | 5 | 9.6067
2075 | 200 | 0.64887 | 1.0676 | 9.9568 | 5 | 9.6067
2080 | 200 | 0.64887 | 1.0676 | 9.9568 | 5 | 9.6067
2085 | 200 | 0.64887 | 1.0676 | 9.9568 | 5 | 9.6067
2090 | 200 | 0.64887 | 1.0676 | 9.9568 | 5 | 9.6067
2095 | 200 | 0.64887 | 1.0676 | 9.9568 | 5 | 9.6067
2100 | 200 | 0.64887 | 1.0676 | 9.9568 | 5 | 9.6067
2105 | 200 | 0.64887 | 1.0676 | 9.9568 | 5 | 9.6067
2110 | 200 | 0.64887 | 1.0676 | 9.9568 | 5 | 9.6067
2115 | 200 | 0.64887 | 1.0676 | 9.9568 | 5 | 9.6067
2120 | 200 | 0.64887 | 1.0676 | 9.9568 | 5 | 9.6067
2125 | 200 | 0.64887 | 1.0676 | 9.9568 | 5 | 9.6067
2130 | 200 | 0.64887 | 1.0676 | 9.9568 | 5 | 9.6067
2135 | 200 | 0.64887 | 1.0676 | 9.9568 | 5 | 9.6067
2140 | 200 | 0.64887 | 1.0676 | 9.9568 | 5 | 9.6067
2145 | 200 | 0.64887 | 1.0676 | 9.9568 | 5 | 9.6067
2150 | 200 | 0.64887 | 1.0676 | 9.9568 | 5 | 9.6067
2155 | 200 | 0.64887 | 1.0676 | 9.9568 | 5 | 9.6067
2160 | 200 | 0.64887 | 1.0676 | 9.9568 | 5 | 9.6067
2165 | 200 | 0.64887 | 1.0676 | 9.9568 | 5 | 9.6067
2170 | 200 | 0.64887 | 1.0676 | 9.9568 | 5 | 9.6067
2175 | 200 | 0.64887 | 1.0676 | 9.9568 | 5 | 9.6067
2180 | 200 | 0.64887 | 1.0676 | 9.9568 | 5 | 9.6067
2185 | 200 | 0.64887 | 1.0676 | 9.9568 | 5 | 9.6067
2190 | 200 | 0.64887 | 1.0676 | 9.9568 | 5 | 9.6067
2195 | 200 | 0.64887 | 1.0676 | 9.9568 | 5 | 9.6067
2200 | 200 | 0.64887 | 1.0676 | 9.9568 | 5 | 9.6067
2205 | 200 | 0.64887 | 1.0676 | 9.9568 | 5 | 9.6067
2210 | 200 | 0.64887 | 1.0676 | 9.9568 | 5 | 9.6067
2215 | 200 | 0.64887 | 1.0676 | 9.9568 | 5 | 9.6067
2220 | 200 | 0.64887 | 1.0676 | 9.9568 | 5 | 9.6067
2225 | 200 | 0.64887 | 1.0676 | 9.9568 | 5 | 9.6067
2230 | 200 | 0.64887 | 1.0676 | 9.9568 | 5 | 9.6067
2235 | 200 | 0.64887 | 1.0676 | 9.9568 | 5 | 9.6067
2240 | 200 | 0.64887 | 1.0676 | 9.9568 | 5 | 9.6067
2245 | 200 | 0.64887 | 1.0676 | 9.9568 | 5 | 9.6067
2250 | 200 | 0.64887 | 1.0676 | 9.9568 | 5 | 9.6067
2255 | 200 | 0.64887 | 1.0676 | 9.9568 | 5 | 9.6067
2260 | 200 | 0.64887 | 1.0676 | 9.9568 | 5 | 9.6067
2265 | 200 | 0.64887 | 1.0676 | 9.9568 | 5 | 9.6067
2270 | 200 | 0.64887 | 1.0676 | 9.9568 | 5 | 9.6067
2275 | 200 | 0.64887 | 1.0676 | 9.9568 | 5 | 9.6067
2280 | 200 | 0.64887 | 1.0676 | 9.9568 | 5 | 9.6067
2285 | 200 | 0.64887 | 1.0676 | 9.9568 | 5 | 9.6067
2290 | 200 | 0.64887 | 1.0676 | 9.9568 | 5 | 9.6067
2295 | 200 | 0.64887 | 1.0676 | 9.9568 | 5 | 9.6067
2300 | 200 | 0.64887 | 1.0676 | 9.9568 | 5 | 9.6067
2305 | 200 | 0.64887 | 1.0676 | 9.9568 | 5 | 9.6067
2310 | 200 | 0.64887 | 1.0676 | 9.9568 | 5 | 9.6067
2315 | 200 | 0.64887 | 1.0676 | 9.9568 | 5 | 9.6067
2320 | 200 | 0.64887 | 1.0676 | 9.9568 | 5 | 9.6067
2325 | 200 | 0.64887 | 1.0676 | 9.9568 | 5 | 9.6067
2330 | 200 | 0.64887 | 1.0676 | 9.9568 | 5 | 9.6067
2335 | 200 | 0.64887 | 1.0676 | 9.9568 | 5 | 9.6067
2340 | 200 | 0.64887 | 1.0676 | 9.9568 | 5 | 9.6067
2345 | 200 | 0.64887 | 1.0676 | 9.9568 | 5 | 9.6067
2350 | 200 | 0.64887 | 1.0676 | 9.9568 | 5 | 9.6067
2355 | 200 | 0.64887 | 1.0676 | 9.9568 | 5 | 9.6067
2360 | 200 | 0.64887 | 1.0676 | 9.9568 | 5 | 9.6067
2365 | 200 | 0.64887 | 1.0676 | 9.9568 | 5 | 9.6067
2370 | 200 | 0.64887 | 1.0676 | 9.9568 | 5 | 9.6067
2375 | 200 | 0.64887 | 1.0676 | 9.9568 | 5 | 9.6067
2380 | 200 | 0.64887 | 1.0676 | 9.9568 | 5 | 9.6067
2385 | 200 | 0.64887 | 1.0676 | 9.9568 | 5 | 9.6067
2390 | 200 | 0.64887 | 1.0676 | 9.9568 | 5 | 9.6067
2395 | 200 | 0.64887 | 1.0676 | 9.9568 | 5 | 9.6067
2400 | 200 | 0.64887 | 1.0676 | 9.9568 | 5 | 9.6067
2405 | 200 | 0.64887 | 1.0676 | 9.9568 | 5 | 9.6067
2410 | 200 | 0.64887 | 1.0676 | 9.9568 | 5 | 9.6067
2415 | 200 | 0.64887 | 1.0676 | 9.9568 | 5 | 9.6067
2420 | 200 | 0.64887 | 1.0676 | 9.9568 | 5 | 9.6067
2425 | 200 | 0.64887 | 1.0676 | 9.9568 | 5 | 9.6067
2430 | 200 | 0.64887 | 1.0676 | 9.9568 | 5 | 9.6067
2435 | 200 | 0.64887 | 1.0676 | 9.9568 | 5 | 9.6067
2440 | 200 | 0.64887 | 1.0676 | 9.9568 | 5 | 9.6067
2445 | 200 | 0.64887 | 1.0676 | 9.9568 | 5 | 9.6067
2450 | 200 | 0.64887 | 1.0676 | 9.9568 | 5 | 9.6067
2455 | 200 | 0.64887 | 1.0676 | 9.9568 | 5 | 9.6067
2460 | 200 | 0.64887 | 1.0676 | 9.9568 | 5 | 9.6067
2465 | 200 | 0.64887 | 1.0676 | 9.9568 | 5 | 9.6067
2470 | 200 | 0.64887 | 1.0676 | 9.9568 | 5 | 9.6067
2475 | 200 | 0.64887 | 1.0676 | 9.9568 | 5 | 9.6067
2480 | 200 | 0.64887 | 1.0676 | 9.9568 | 5 | 9.6067
2485 | 200 | 0.64887 | 1.0676 | 9.9568 | 5 | 9.6067
2490 | 200 | 0.64887 | 1.0676 | 9.9568 | 5 | 9.6067
2495 | 200 | 0.64887 | 1.0676 | 9.9568 | 5 | 9.6067
2500 | 200 | 0.64887 | 1.0676 | 9.9568 | 5 | 9.6067
2505 | 200 | 0.64887 | 1.0676 | 9.9568 | 5 | 9.6067
2510 | 200 | 0.64887 | 1.0676 | 9.9568 | 5 | 9.6067
2515 | 200 | 0.64887 | 1.0676 | 9.9568 | 5 | 9.6067
2520 | 200 | 0.64887 | 1.0676 | 9.9568 | 5 | 9.6067
2525 | 200 | 0.64887 | 1.0676 | 9.9568 | 5 | 9.6067
2530 | 200 | 0.64887 | 1.0676 | 9.9568 | 5 | 9.6067
2535 | 200 | 0.64887 | 1.0676 | 9.9568 | 5 | 9.6067
2540 | 200 | 0.64887 | 1.0676 | 9.9568 | 5 | 9.6067
2545 | 200 | 0.64887 | 1.0676 | 9.9568 | 5 | 9.6067
2550 | 200 | 0.64887 | 1.0676 | 9.9568 | 5 | 9.6067
2555 | 200 | 0.64887 | 1.0676 | 9.9568 | 5 | 9.6067
2560 | 200 | 0.64887 | 1.0676 | 9.9568 | 5 | 9.6067
2565 | 200 | 0.64887 | 1.0676 | 9.9568 | 5 | 9.6067
2570 | 200 | 0.64887 | 1.0676 | 9.9568 | 5 | 9.6067
2575 | 200 | 0.64887 | 1.0676 | 9.9568 | 5 | 9.6067
2580 | 200 | 0.64887 | 1.0676 | 9.9568 | 5 | 9.6067
2585 | 200 | 0.64887 | 1.0676 | 9.9568 | 5 | 9.6067
2590 | 200 | 0.64887 | 1.0676 | 9.9568 | 5 | 9.6067
2595 | 200 | 0.64887 | 1.0676 | 9.9568 | 5 | 9.6067
2600 | 200 | 0.64887 | 1.0676 | 9.9568 | 5 | 9.6067
2605 | 200 | 0.64887 | 1.0676 | 9.9568 | 5 | 9.6067
2610 | 200 | 0.64887 | 1.0676 | 9.9568 | 5 | 9.6067
2615 | 200 | 0.64887 | 1.0676 | 9.9568 | 5 | 9.6067
2620 | 200 | 0.64887 | 1.0676 | 9.9568 | 5 | 9.6067
2625 | 200 | 0.64887 | 1.0676 | 9.9568 | 5 | 9.6067
2630 | 200 | 0.64887 | 1.0676 | 9.9568 | 5 | 9.6067
2635 | 200 | 0.64887 | 1.0676 | 9.9568 | 5 | 9.6067
2640 | 200 | 0.64887 | 1.0676 | 9.9568 | 5 | 9.6067
2645 | 200 | 0.64887 | 1.0676 | 9.9568 | 5 | 9.6067
2650 | 200 | 0.64887 | 1.0676 | 9.9568 | 5 | 9.6067
2655 | 200 | 0.64887 | 1.0676 | 9.9568 | 5 | 9.6067
2660 | 200 | 0.64887 | 1.0676 | 9.9568 | 5 | 9.6067
2665 | 200 | 0.64887 | 1.0676 | 9.9568 | 5 | 9.6067
2670 | 200 | 0.64887 | 1.0676 | 9.9568 | 5 | 9.6067
2675 | 200 | 0.64887 | 1.0676 | 9.9568 | 5 | 9.6067
2680 | 200 | 0.64887 | 1.0676 | 9.9568 | 5 | 9.6067
2685 | 200 | 0.64887 | 1.0676 | 9.9568 | 5 | 9.6067
2690 | 200 | 0.64887 | 1.0676 | 9.9568 | 5 | 9.6067
2695 | 200 | 0.64887 | 1.0676 | 9.9568 | 5 | 9.6067
2700 | 200 | 0.64887 | 1.0676 | 9.9568 | 5 | 9.6067
2705 | 200 | 0.64887 | 1.0676 | 9.9568 | 5 | 9.6067
2710 | 200 | 0.64887 | 1.0676 | 9.9568 | 5 | 9.6067
2715 | 200 | 0.64887 | 1.0676 | 9.9568 | 5 | 9.6067
2720 | 200 | 0.64887 | 1.0676 | 9.9568 | 5 | 9.6067
2725 | 200 | 0.64887 | 1.0676 | 9.9568 | 5 | 9.6067
2730 | 200 | 0.64887 | 1.0676 | 9.9568 | 5 | 9.6067
2735 | 200 | 0.64887 | 1.0676 | 9.9568 | 5 | 9.6067
2740 | 200 | 0.64887 | 1.0676 | 9.9568 | 5 | 9.6067
2745 | 200 | 0.64887 | 1.0676 | 9.9568 | 5 | 9.6067
2750 | 200 | 0.64887 | 1.0676 | 9.9568 | 5 | 9.6067
2755 | 200 | 0.64887 | 1.0676 | 9.9568 | 5 | 9.6067
2760 | 200 | 0.64887 | 1.0676 | 9.9568 | 5 | 9.6067
2765 | 200 | 0.64887 | 1.0676 | 9.9568 | 5 | 9.6067
2770 | 200 | 0.64887 | 1.0676 | 9.9568 | 5 | 9.6067
2775 | 200 | 0.64887 | 1.0676 | 9.9568 | 5 | 9.6067
2780 | 200 | 0.64887 | 1.0676 | 9.9568 | 5 | 9.6067
2785 | 200 | 0.64887 | 1.0676 | 9.9568 | 5 | 9.6067
2790 | 200 | 0.64887 | 1.0676 | 9.9568 | 5 | 9.6067
2795 | 200 | 0.64887 | 1.0676 | 9.9568 | 5 | 9.6067
2800 | 200 | 0.64887 | 1.0676 | 9.9568 | 5 | 9.6067
2805 | 200 | 0.64887 | 1.0676 | 9.9568 | 5 | 9.6067
2810 | 200 | 0.64887 | 1.0676 | 9.9568 | 5 | 9.6067
2815 | 200 | 0.64887 | 1.0676 | 9.9568 | 5 | 9.6067
2820 | 200 | 0.64887 | 1.0676 | 9.9568 | 5 | 9.6067
2825 | 200 | 0.64887 | 1.0676 | 9.9568 | 5 | 9.6067
2830 | 200 | 0.64887 | 1.0676 | 9.9568 | 5 | 9.6067
2835 | 200 | 0.64887 | 1.0676 | 9.9568 | 5 | 9.6067
2840 | 200 | 0.64887 | 1.0676 | 9.9568 | 5 | 9.6067
2845 | 200 | 0.64887 | 1.0676 | 9.9568 | 5 | 9.6067
2850 | 200 | 0.64887 | 1.0676 | 9.9568 | 5 | 9.6067
2855 | 200 | 0.64887 | 1.0676 | 9.9568 | 5 | 9.6067
2860 | 200 | 0.64887 | 1.0676 | 9.9568 | 5 | 9.6067
2865 | 200 | 0.64887 | 1.0676 | 9.9568 | 5 | 9.6067
2870 | 200 | 0.64887 | 1.0676 | 9.9568 | 5 | 9.6067
2875 | 200 | 0.64887 | 1.0676 | 9.9568 | 5 | 9.6067
2880 | 200 | 0.64887 | 1.0676 | 9.9568 | 5 | 9.6067
2885 | 200 | 0.64887 | 1.0676 | 9.9568 | 5 | 9.6067
2890 | 200 | 0.64887 | 1.0676 | 9.9568 | 5 | 9.6067
2895 | 200 | 0.64887 | 1.0676 | 9.9568 | 5 | 9.6067
2900 | 200 | 0.64887 | 1.0676 | 9.9568 | 5 | 9.6067
2905 | 200 | 0.64887 | 1.0676 | 9.9568 | 5 | 9.6067
2910 | 200 | 0.64887 | 1.0676 | 9.9568 | 5 | 9.6067
2915 | 200 | 0.64887 | 1.0676 | 9.9568 | 5 | 9.6067
2920 | 200 | 0.64887 | 1.0676 | 9.9568 | 5 | 9.6067
2925 | 200 | 0.64887 | 1.0676 | 9.9568 | 5 | 9.6067
2930 | 200 | 0.64887 | 1.0676 | 9.9568 | 5 | 9.6067
2935 | 200 | 0.64887 | 1.0676 | 9.9568 | 5 | 9.6067
2940 | 200 | 0.64887 | 1.0676 | 9.9568 | 5 | 9.6067
2945 | 200 | 0.64887 | 1.0676 | 9.9568 | 5 | 9.6067
2950 | 200 | 0.64887 | 1.0676 | 9.9568 | 5 | 9.6067
2955 | 200 | 0.64887 | 1.0676 | 9.9568 | 5 | 9.6067
2960 | 200 | 0.64887 | 1.0676 | 9.9568 | 5 | 9.6067
2965 | 200 | 0.64887 | 1.0676 | 9.9568 | 5 | 9.6067
2970 | 200 | 0.64887 | 1.0676 | 9.9568 | 5 | 9.6067
2975 | 200 | 0.64887 | 1.0676 | 9.9568 | 5 | 9.6067
2980 | 200 | 0.64887 | 1.0676 | 9.9568 | 5 | 9.6067
2985 | 200 | 0.64887 | 1.0676 | 9.9568 | 5 | 9.6067
2990 | 200 | 0.64887 | 1.0676 | 9.9568 | 5 | 9.6067
2995 | 200 | 0.64887 | 1.0676 | 9.9568 | 5 | 9.6067
3000 | 200 | 0.64887 | 1.0676 | 9.9568 | 5 | 9.6067
3005 | 200 | 0.64887 | 1.0676 | 9.9568 | 5 | 9.6067
3010 | 200 | 0.64887 | 1.0676 | 9.9568 | 5 | 9.6067
3015 | 200 | 0.64887 | 1.0676 | 9.9568 | 5 | 9.6067
3020 | 200 | 0.64887 | 1.0676 | 9.9568 | 5 | 9.6067
3025 | 200 | 0.64887 | 1.0676 | 9.9568 | 5 | 9.6067
3030 | 200 | 0.64887 | 1.0676 | 9.9568 | 5 | 9.6067
3035 | 200 | 0.64887 | 1.0676 | 9.9568 | 5 | 9.6067
3040 | 200 | 0.64887 | 1.0676 | 9.9568 | 5 | 9.6067
3045 | 200 | 0.64887 | 1.0676 | 9.9568 | 5 | 9.6067
3050 | 200 | 0.64887 | 1.0676 | 9.9568 | 5 | 9.6067
3055 | 200 | 0.64887 | 1.0676 | 9.9568 | 5 | 9.6067
3060 | 200 | 0.64887 | 1.0676 | 9.9568 | 5 | 9.6067
3065 | 200 | 0.64887 | 1.0676 | 9.9568 | 5 | 9.6067
3070 | 200 | 0.64887 | 1.0676 | 9.9568 | 5 | 9.6067
3075 | 200 | 0.64887 | 1.0676 | 9.9568 | 5 | 9.6067
3080 | 200 | 0.64887 | 1.0676 | 9.9568 | 5 | 9.6067
3085 | 200 | 0.64887 | 1.0676 | 9.9568 | 5 | 9.6067
3090 | 200 | 0.64887 | 1.0676 | 9.9568 | 5 | 9.6067
3095 | 200 | 0.64887 | 1.0676 | 9.9568 | 5 | 9.6067
3100 | 200 | 0.64887 | 1.0676 | 9.9568 | 5 | 9.6067
3105 | 200 | 0.64887 | 1.0676 | 9.9568 | 5 | 9.6067
3110 | 200 | 0.64887 | 1.0676 | 9.9568 | 5 | 9.6067
3115 | 200 | 0.64887 | 1.0676 | 9.9568 | 5 | 9.6067
3120 | 200 | 0.64887 | 1.0676 | 9.9568 | 5 | 9.6067
3125 | 200 | 0.64887 | 1.0676 | 9.9568 | 5 | 9.6067
3130 | 200 | 0.64887 | 1.0676 | 9.9568 | 5 | 9.6067
3135 | 200 | 0.64887 | 1.0676 | 9.9568 | 5 | 9.6067
3140 | 200 | 0.64887 | 1.0676 | 9.9568 | 5 | 9.6067
3145 | 200 | 0.64887 | 1.0676 | 9.9568 | 5 | 9.6067
3150 | 200 | 0.64887 | 1.0676 | 9.9568 | 5 | 9.6067
3155 | 200 | 0.64887 | 1.0676 | 9.9568 | 5 | 9.6067
3160 | 200 | 0.64887 | 1.0676 | 9.9568 | 5 | 9.6067
3165 | 200 | 0.64887 | 1.0676 | 9.9568 | 5 | 9.6067
3170 | 200 | 0.64887 | 1.0676 | 9.9568 | 5 | 9.6067
3175 | 200 | 0.64887 | 1.0676 | 9.9568 | 5 | 9.6067
3180 | 200 | 0.64887 | 1.0676 | 9.9568 | 5 | 9.6067
3185 | 200 | 0.64887 | 1.0676 | 9.9568 | 5 | 9.6067
3190 | 200 | 0.64887 | 1.0676 | 9.9568 | 5 | 9.6067
3195 | 200 | 0.64887 | 1.0676 | 9.9568 | 5 | 9.6067
3200 | 200 | 0.64887 | 1.0676 | 9.9568 | 5 | 9.6067
3205 | 200 | 0.64887 | 1.0676 | 9.9568 | 5 | 9.6067
3210 | 200 | 0.64887 | 1.0676 | 9.9568 | 5 | 9.6067
3215 | 200 | 0.64887 | 1.0676 | 9.9568 | 5 | 9.6067
3220 | 200 | 0.64887 | 1.0676 | 9.9568 | 5 | 9.6067
3225 | 200 | 0.64887 | 1.0676 | 9.9568 | 5 | 9.6067
3230 | 200 | 0.64887 | 1.0676 | 9.9568 | 5 | 9.6067
3235 | 200 | 0.64887 | 1.0676 | 9.9568 | 5 | 9.6067
3240 | 200 | 0.64887 | 1.0676 | 9.9568 | 5 | 9.6067
3245 | 200 | 0.64887 | 1.0676 | 9.9568 | 5 | 9.6067
3250 | 200 | 0.64887 | 1.0676 | 9.9568 | 5 | 9.6067
3255 | 200 | 0.64887 | 1.0676 | 9.9568 | 5 | 9.6067
3260 | 200 | 0.64887 | 1.0676 | 9.9568 | 5 | 9.6067
3265 | 200 | 0.64887 | 1.0676 | 9.9568 | 5 | 9.6067
3270 | 200 | 0.64887 | 1.0676 | 9.9568 | 5 | 9.6067
3275 | 200 | 0.64887 | 1.0676 | 9.9568 | 5 | 9.6067
3280 | 200 | 0.64887 | 1.0676 | 9.9568 | 5 | 9.6067
3285 | 200 | 0.64887 | 1.0676 | 9.9568 | 5 | 9.6067
3290 | 200 | 0.64887 | 1.0676 | 9.9568 | 5 | 9.6067
3295 | 200 | 0.64887 | 1.0676 | 9.9568 | 5 | 9.6067
3300 | 200 | 0.64887 | 1.0676 | 9.9568 | 5 | 9.6067
3305 | 200 | 0.64887 | 1.0676 | 9.9568 | 5 | 9.6067
3310 | 200 | 0.64887 | 1.0676 | 9.9568 | 5 | 9.6067
3315 | 200 | 0.64887 | 1.0676 | 9.9568 | 5 | 9.6067
3320 | 200 | 0.64887 | 1.0676 | 9.9568 | 5 | 9.6067
3325 | 200 | 0.64887 | 1.0676 | 9.9568 | 5 | 9.6067
3330 | 200 | 0.64887 | 1.0676 | 9.9568 | 5 | 9.6067
3335 | 200 | 0.64887 | 1.0676 | 9.9568 | 5 | 9.6067
3340 | 200 | 0.64887 | 1.0676 | 9.9568 | 5 | 9.6067
3345 | 200 | 0.64887 | 1.0676 | 9.9568 | 5 | 9.6067
3350 | 200 | 0.64887 | 1.0676 | 9.9568 | 5 | 9.6067
3355 | 200 | 0.64887 | 1.0676 | 9.9568 | 5 | 9.6067
3360 | 200 | 0.64887 | 1.0676 | 9.9568 | 5 | 9.6067
3365 | 200 | 0.64887 | 1.0676 | 9.9568 | 5 | 9.6067
3370 | 200 | 0.64887 | 1.0676 | 9.9568 | 5 | 9.6067
3375 | 200 | 0.64887 | 1.0676 | 9.9568 | 5 | 9.6067
3380 | 200 | 0.64887 | 1.0676 | 9.9568 | 5 | 9.6067
3385 | 200 | 0.64887 | 1.0676 | 9.9568 | 5 | 9.6067
3390 | 200 | 0.64887 | 1.0676 | 9.9568 | 5 | 9.6067
3395 | 200 | 0.64887 | 1.0676 | 9.9568 | 5 | 9.6067
3400 | 200 | 0.64887 | 1.0676 | 9.9568 | 5 | 9.6067
3405 | 200 | 0.64887 | 1.0676 | 9.9568 | 5 | 9.6067
3410 | 200 | 0.64887 | 1.0676 | 9.9568 | 5 | 9.6067
3415 | 200 | 0.64887 | 1.0676 | 9.9568 | 5 | 9.6067
3420 | 200 | 0.64887 | 1.0676 | 9.9568 | 5 | 9.6067
3425 | 200 | 0.64887 | 1.0676 | 9.9568 | 5 | 9.6067
3430 | 200 | 0.64887 | 1.0676 | 9.9568 | 5 | 9.6067
3435 | 200 | 0.64887 | 1.0676 | 9.9568 | 5 | 9.6067
3440 | 200 | 0.64887 | 1.0676 | 9.9568 | 5 | 9.6067
3445 | 200 | 0.64887 | 1.0676 | 9.9568 | 5 | 9.6067
3450 | 200 | 0.64887 | 1.0676 | 9.9568 | 5 | 9.6067
3455 | 200 | 0.64887 | 1.0676 | 9.9568 | 5 | 9.6067
3460 | 200 | 0.64887 | 1.0676 | 9.9568 | 5 | 9.6067
3465 | 200 | 0.64887 | 1.0676 | 9.9568 | 5 | 9.6067
3470 | 200 | 0.64887 | 1.0676 | 9.9568 | 5 | 9.6067
3475 | 200 | 0.64887 | 1.0676 | 9.9568 | 5 | 9.6067
3480 | 200 | 0.64887 | 1.0676 | 9.9568 | 5 | 9.6067
3485 | 200 | 0.64887 | 1.0676 | 9.9568 | 5 | 9.6067
3490 | 200 | 0.64887 | 1.0676 | 9.9568 | 5 | 9.6067
3495 | 200 | 0.64887 | 1.0676 | 9.9568 | 5 | 9.6067
3500 | 200 | 0.64887 | 1.0676 | 9.9568 | 5 | 9.6067
3505 | 200 | 0.64887 | 1.0676 | 9.9568 | 5 | 9.6067
3510 | 200 | 0.64887 | 1.0676 | 9.9568 | 5 | 9.6067
3515 | 200 | 0.64887 | 1.0676 | 9.9568 | 5 | 9.6067
3520 | 200 | 0.64887 | 1.0676 | 9.9568 | 5 | 9.6067
3525 | 200 | 0.64887 | 1.0676 | 9.9568 | 5 | 9.6067
3530 | 200 | 0.64887 | 1.0676 | 9.9568 | 5 | 9.6067
3535 | 200 | 0.64887 | 1.0676 | 9.9568 | 5 | 9.6067
3540 | 200 | 0.64887 | 1.0676 | 9.9568 | 5 | 9.6067
3545 | 200 | 0.64887 | 1.0676 | 9.9568 | 5 | 9.6067
3550 | 200 | 0.64887 | 1.0676 | 9.9568 | 5 | 9.6067
3555 | 200 | 0.64887 | 1.0676 | 9.9568 | 5 | 9.6067
3560 | 200 | 0.64887 | 1.0676 | 9.9568 | 5 | 9.6067
3565 | 200 | 0.64887 | 1.0676 | 9.9568 | 5 | 9.6067
3570 | 200 | 0.64887 | 1.0676 | 9.9568 | 5 | 9.6067
3575 | 200 | 0.64887 | 1.0676 | 9.9568 | 5 | 9.6067
3580 | 200 | 0.64887 | 1.0676 | 9.9568 | 5 | 9.6067
3585 | 200 | 0.64887 | 1.0676 | 9.9568 | 5 | 9.6067
3590 | 200 | 0.64887 | 1.0676 | 9.9568 | 5 | 9.6067
3595 | 200 | 0.64887 | 1.0676 | 9.9568 | 5 | 9.6067
3600 | 200 | 0.64887 | 1.0676 | 9.9568 | 5 | 9.6067
3605 | 200 | 0.64887 | 1.0676 | 9.9568 | 5 | 9.6067
3610 | 200 | 0.64887 | 1.0676 | 9.9568 | 5 | 9.6067
3615 | 200 | 0.64887 | 1.0676 | 9.9568 | 5 | 9.6067
3620 | 200 | 0.64887 | 1.0676 | 9.9568 | 5 | 9.6067
3625 | 200 | 0.64887 | 1.0676 | 9.9568 | 5 | 9.6067
3630 | 200 | 0.64887 | 1.0676 | 9.9568 | 5 | 9.6067
3635 | 200 | 0.64887 | 1.0676 | 9.9568 | 5 | 9.6067
3640 | 200 | 0.64887 | 1.0676 | 9.9568 | 5 | 9.6067
3645 | 200 | 0.64887 | 1.0676 | 9.9568 | 5 | 9.6067
3650 | 200 | 0.64887 | 1.0676 | 9.9568 | 5 | 9.6067
3655 | 200 | 0.64887 | 1.0676 | 9.9568 | 5 | 9.6067
3660 | 200 | 0.64887 | 1.0676 | 9.9568 | 5 | 9.6067
3665 | 200 | 0.64887 | 1.0676 | 9.9568 | 5 | 9.6067
3670 | 200 | 0.64887 | 1.0676 | 9.9568 | 5 | 9.6067
3675 | 200 | 0.64887 | 1.0676 | 9.9568 | 5 | 9.6067
3680 | 200 | 0.64887 | 1.0676 | 9.9568 | 5 | 9.6067
3685 | 200 | 0.64887 | 1.0676 | 9.9568 | 5 | 9.6067
3690 | 200 | 0.64887 | 1.0676 | 9.9568 | 5 | 9.6067
3695 | 200 | 0.64887 | 1.0676 | 9.9568 | 5 | 9.6067
3700 | 200 | 0.64887 | 1.0676 | 9.9568 | 5 | 9.6067
3705 | 200 | 0.64887 | 1.0676 | 9.9568 | 5 | 9.6067
3710 | 200 | 0.64887 | 1.0676 | 9.9568 | 5 | 9.6067
3715 | 200 | 0.64887 | 1.0676 | 9.9568 | 5 | 9.6067
3720 | 200 | 0.64887 | 1.0676 | 9.9568 | 5 | 9.6067
3725 | 200 | 0.64887 | 1.0676 | 9.9568 | 5 | 9.6067
3730 | 200 | 0.64887 | 1.0676 | 9.9568 | 5 | 9.6067
3735 | 200 | 0.64887 | 1.0676 | 9.9568 | 5 | 9.6067
3740 | 200 | 0.64887 | 1.0676 | 9.9568 | 5 | 9.6067
3745 | 200 | 0.64887 | 1.0676 | 9.9568 | 5 | 9.6067
3750 | 200 | 0.64887 | 1.0676 | 9.9568 | 5 | 9.6067
3755 | 200 | 0.64887 | 1.0676 | 9.9568 | 5 | 9.6067
3760 | 200 | 0.64887 | 1.0676 | 9.9568 | 5 | 9.6067
3765 | 200 | 0.64887 | 1.0676 | 9.9568 | 5 | 9.6067
3770 | 200 | 0.64887 | 1.0676 | 9.9568 | 5 | 9.6067
3775 | 200 | 0.64887 | 1.0676 | 9.9568 | 5 | 9.6067
3780 | 200 | 0.64887 | 1.0676 | 9.9568 | 5 | 9.6067
3785 | 200 | 0.64887 | 1.0676 | 9.9568 | 5 | 9.6067
3790 | 200 | 0.64887 | 1.0676 | 9.9568 | 5 | 9.6067
3795 | 200 | 0.64887 | 1.0676 | 9.9568 | 5 | 9.6067
3800 | 200 | 0.64887 | 1.0676 | 9.9568 | 5 | 9.6067
3805 | 200 | 0.64887 | 1.0676 | 9.9568 | 5 | 9.6067
3810 | 200 | 0.64887 | 1.0676 | 9.9568 | 5 | 9.6067
3815 | 200 | 0.64887 | 1.0676 | 9.9568 | 5 | 9.6067
3820 | 200 | 0.64887 | 1.0676 | 9.9568 | 5 | 9.6067
3825 | 200 | 0.64887 | 1.0676 | 9.9568 | 5 | 9.6067
3830 | 200 | 0.64887 | 1.0676 | 9.9568 | 5 | 9.6067
3835 | 200 | 0.64887 | 1.0676 | 9.9568 | 5 | 9.6067
3840 | 200 | 0.64887 | 1.0676 | 9.9568 | 5 | 9.6067
3845 | 200 | 0.64887 | 1.0676 | 9.9568 | 5 | 9.6067
3850 | 200 | 0.64887 | 1.0676 | 9.9568 | 5 | 9.6067
3855 | 200 | 0.64887 | 1.0676 | 9.9568 | 5 | 9.6067
3860 | 200 | 0.64887 | 1.0676 | 9.9568 | 5 | 9.6067
3865 | 200 | 0.64887 | 1.0676 | 9.9568 | 5 | 9.6067
3870 | 200 | 0.64887 | 1.0676 | 9.9568 | 5 | 9.6067
3875 | 200 | 0.64887 | 1.0676 | 9.9568 | 5 | 9.6067
3880 | 200 | 0.64887 | 1.0676 | 9.9568 | 5 | 9.6067
3885 | 200 | 0.64887 | 1.0676 | 9.9568 | 5 | 9.6067
3890 | 200 | 0.64887 | 1.0676 | 9.9568 | 5 | 9.6067
3895 | 200 | 0.64887 | 1.0676 | 9.9568 | 5 | 9.6067
3900 | 200 | 0.64887 | 1.0676 | 9.9568 | 5 | 9.6067
3905 | 200 | 0.64887 | 1.0676 | 9.9568 | 5 | 9.6067
3910 | 200 | 0.64887 | 1.0676 | 9.9568 | 5 | 9.6067
3915 | 200 | 0.64887 | 1.0676 | 9.9568 | 5 | 9.6067
3920 | 200 | 0.64887 | 1.0676 | 9.9568 | 5 | 9.6067
3925 | 200 | 0.64887 | 1.0676 | 9.9568 | 5 | 9.6067
3930 | 200 | 0.64887 | 1.0676 | 9.9568 | 5 | 9.6067
3935 | 200 | 0.64887 | 1.0676 | 9.9568 | 5 | 9.6067
3940 | 200 | 0.64887 | 1.0676 | 9.9568 | 5 | 9.6067
3945 | 200 | 0.64887 | 1.0676 | 9.9568 | 5 | 9.6067
3950 | 200 | 0.64887 | 1.0676 | 9.9568 | 5 | 9.6067
3955 | 200 | 0.64887 | 1.0676 | 9.9568 | 5 | 9.6067
3960 | 200 | 0.64887 | 1.0676 | 9.9568 | 5 | 9.6067
3965 | 200 | 0.64887 | 1.0676 | 9.9568 | 5 | 9.6067
3970 | 200 | 0.64887 | 1.0676 | 9.9568 | 5 | 9.6067
3975 | 200 | 0.64887 | 1.0676 | 9.9568 | 5 | 9.6067
3980 | 200 | 0.64887 | 1.0676 | 9.9568 | 5 | 9.6067
3985 | 200 | 0.64887 | 1.0676 | 9.9568 | 5 | 9.6067
3990 | 200 | 0.64887 | 1.0676 | 9.9568 | 5 | 9.6067
3995 | 200 | 0.64887 | 1.0676 | 9.9568 | 5 | 9.6067
4000 | 200 | 0.64887 | 1.0676 | 9.9568 | 5 | 9.6067
4005 | 200 | 0.64887 | 1.0676 | 9.9568 | 5 | 9.6067
4010 | 200 | 0.64887 | 1.0676 | 9.9568 | 5 | 9.6067
4015 | 200 | 0.64887 | 1.0676 | 9.9568 | 5 | 9.6067
4020 | 200 | 0.64887 | 1.0676 | 9.9568 | 5 | 9.6067
4025 | 200 | 0.64887 | 1.0676 | 9.9568 | 5 | 9.6067
4030 | 200 | 0.64887 | 1.0676 | 9.9568 | 5 | 9.6067
4035 | 200 | 0.64887 | 1.0676 | 9.9568 | 5 | 9.6067
4040 | 200 | 0.64887 | 1.0676 | 9.9568 | 5 | 9.6067
4045 | 200 | 0.64887 | 1.0676 | 9.9568 | 5 | 9.6067
4050 | 200 | 0.64887 | 1.0676 | 9.9568 | 5 | 9.6067
4055 | 200 | 0.64887 | 1.0676 | 9.9568 | 5 | 9.6067
4060 | 200 | 0.64887 | 1.0676 | 9.9568 | 5 | 9.6067
4065 | 200 | 0.64887 | 1.0676 | 9.9568 | 5 | 9.6067
4070 | 200 | 0.64887 | 1.0676 | 9.9568 | 5 | 9.6067
4075 | 200 | 0.64887 | 1.0676 | 9.9568 | 5 | 9.6067
4080 | 200 | 0.64887 | 1.0676 | 9.9568 | 5 | 9.6067
4085 | 200 | 0.64887 | 1.0676 | 9.9568 | 5 | 9.6067
4090 | 200 | 0.64887 | 1.0676 | 9.9568 | 5 | 9.6067
4095 | 200 | 0.64887 | 1.0676 | 9.9568 | 5 | 9.6067
4100 | 200 | 0.64887 | 1.0676 | 9.9568 | 5 | 9.6067
4105 | 200 | 0.64887 | 1.0676 | 9.9568 | 5 | 9.6067
4110 | 200 | 0.64887 | 1.0676 | 9.9568 | 5 | 9.6067
4115 | 200 | 0.64887 | 1.0676 | 9.9568 | 5 | 9.6067
4120 | 200 | 0.64887 | 1.0676 | 9.9568 | 5 | 9.6067
4125 | 200 | 0.64887 | 1.0676 | 9.9568 | 5 | 9.6067
4130 | 200 | 0.64887 | 1.0676 | 9.9568 | 5 | 9.6067
4135 | 200 | 0.64887 | 1.0676 | 9.9568 | 5 | 9.6067
4140 | 200 | 0.64887 | 1.0676 | 9.9568 | 5 | 9.6067
4145 | 200 | 0.64887 | 1.0676 | 9.9568 | 5 | 9.6067
4150 | 200 | 0.64887 | 1.0676 | 9.9568 | 5 | 9.6067
4155 | 200 | 0.64887 | 1.0676 | 9.9568 | 5 | 9.6067
4160 | 200 | 0.64887 | 1.0676 | 9.9568 | 5 | 9.6067
4165 | 200 | 0.64887 | 1.0676 | 9.9568 | 5 | 9.6067
4170 | 200 | 0.64887 | 1.0676 | 9.9568 | 5 | 9.6067
4175 | 200 | 0.64887 | 1.0676 | 9.9568 | 5 | 9.6067
4180 | 200 | 0.64887 | 1.0676 | 9.9568 | 5 | 9.6067
4185 | 200 | 0.64887 | 1.0676 | 9.9568 | 5 | 9.6067
4190 | 200 | 0.64887 | 1.0676 | 9.9568 | 5 | 9.6067
4195 | 200 | 0.64887 | 1.0676 | 9.9568 | 5 | 9.6067
4200 | 200 | 0.64887 | 1.0676 | 9.9568 | 5 | 9.6067
4205 | 200 | 0.64887 | 1.0676 | 9.9568 | 5 | 9.6067
4210 | 200 | 0.64887 | 1.0676 | 9.9568 | 5 | 9.6067
4215 | 200 | 0.64887 | 1.0676 | 9.9568 | 5 | 9.6067
4220 | 200 | 0.64887 | 1.0676 | 9.9568 | 5 | 9.6067
4225 | 200 | 0.64887 | 1.0676 | 9.9568 | 5 | 9.6067
4230 | 200 | 0.64887 | 1.0676 | 9.9568 | 5 | 9.6067
4235 | 200 | 0.64887 | 1.0676 | 9.9568 | 5 | 9.6067
4240 | 200 | 0.64887 | 1.0676 | 9.9568 | 5 | 9.6067
4245 | 200 | 0.64887 | 1.0676 | 9.9568 | 5 | 9.6067
4250 | 200 | 0.64887 | 1.0676 | 9.9568 | 5 | 9.6067
4255 | 200 | 0.64887 | 1.0676 | 9.9568 | 5 | 9.6067
4260 | 200 | 0.64887 | 1.0676 | 9.9568 | 5 | 9.6067
4265 | 200 | 0.64887 | 1.0676 | 9.9568 | 5 | 9.6067
4270 | 200 | 0.64887 | 1.0676 | 9.9568 | 5 | 9.6067
4275 | 200 | 0.64887 | 1.0676 | 9.9568 | 5 | 9.6067
4280 | 200 | 0.64887 | 1.0676 | 9.9568 | 5 | 9.6067
4285 | 200 | 0.64887 | 1.0676 | 9.9568 | 5 | 9.6067
4290 | 200 | 0.64887 | 1.0676 | 9.9568 | 5 | 9.6067
4295 | 200 | 0.64887 | 1.0676 | 9.9568 | 5 | 9.6067
4300 | 200 | 0.64887 | 1.0676 | 9.9568 | 5 | 9.6067
4305 | 200 | 0.64887 | 1.0676 | 9.9568 | 5 | 9.6067
4310 | 200 | 0.64887 | 1.0676 | 9.9568 | 5 | 9.6067
4315 | 200 | 0.64887 | 1.0676 | 9.9568 | 5 | 9.6067
4320 | 200 | 0.64887 | 1.0676 | 9.9568 | 5 | 9.6067
4325 | 200 | 0.64887 | 1.0676 | 9.9568 | 5 | 9.6067
4330 | 200 | 0.64887 | 1.0676 | 9.9568 | 5 | 9.6067
4335 | 200 | 0.64887 | 1.0676 | 9.9568 | 5 | 9.6067
4340 | 200 | 0.64887 | 1.0676 | 9.9568 | 5 | 9.6067
4345 | 200 | 0.64887 | 1.0676 | 9.9568 | 5 | 9.6067
4350 | 200 | 0.64887 | 1.0676 | 9.9568 | 5 | 9.6067
4355 | 200 | 0.64887 | 1.0676 | 9.9568 | 5 | 9.6067
4360 | 200 | 0.64887 | 1.0676 | 9.9568 | 5 | 9.6067
4365 | 200 | 0.64887 | 1.0676 | 9.9568 | 5 | 9.6067
4370 | 200 | 0.64887 | 1.0676 | 9.9568 | 5 | 9.6067
4375 | 200 | 0.64887 | 1.0676 | 9.9568 | 5 | 9.6067
4380 | 200 | 0.64887 | 1.0676 | 9.9568 | 5 | 9.6067
4385 | 200 | 0.64887 | 1.0676 | 9.9568 | 5 | 9.6067
4390 | 200 | 0.64887 | 1.0676 | 9.9568 | 5 | 9.6067
4395 | 200 | 0.64887 | 1.0676 | 9.9568 | 5 | 9.6067
4400 | 200 | 0.64887 | 1.0676 | 9.9568 | 5 | 9.6067
4405 | 200 | 0.64887 | 1.0676 | 9.9568 | 5 | 9.6067
4410 | 200 | 0.64887 | 1.0676 | 9.9568 | 5 | 9.6067
4415 | 200 | 0.64887 | 1.0676 | 9.9568 | 5 | 9.6067
4420 | 200 | 0.64887 | 1.0676 | 9.9568 | 5 | 9.6067
4425 | 200 | 0.64887 | 1.0676 | 9.9568 | 5 | 9.6067
4430 | 200 | 0.64887 | 1.0676 | 9.9568 | 5 | 9.6067
4435 | 200 | 0.64887 | 1.0676 | 9.9568 | 5 | 9.6067
4440 | 200 | 0.64887 | 1.0676 | 9.9568 | 5 | 9.6067
4445 | 200 | 0.64887 | 1.0676 | 9.9568 | 5 | 9.6067
4450 | 200 | 0.64887 | 1.0676 | 9.9568 | 5 | 9.6067
4455 | 200 | 0.64887 | 1.0676 | 9.9568 | 5 | 9.6067
4460 | 200 | 0.64887 | 1.0676 | 9.9568 | 5 | 9.6067
4465 | 200 | 0.64887 | 1.0676 | 9.9568 | 5 | 9.6067
4470 | 200 | 0.64887 | 1.0676 | 9.9568 | 5 | 9.6067
4475 | 200 | 0.64887 | 1.0676 | 9.9568 | 5 | 9.6067
4480 | 200 | 0.64887 | 1.0676 | 9.9568 | 5 | 9.6067
4485 | 200 | 0.64887 | 1.0676 | 9.9568 | 5 | 9.6067
4490 | 200 | 0.64887 | 1.0676 | 9.9568 | 5 | 9.6067
4495 | 200 | 0.64887 | 1.0676 | 9.9568 | 5 | 9.6067
4500 | 200 | 0.64887 | 1.0676 | 9.9568 | 5 | 9.6067
4505 | 200 | 0.64887 | 1.0676 | 9.9568 | 5 | 9.6067
4510 | 200 | 0.64887 | 1.0676 | 9.9568 | 5 | 9.6067
4515 | 200 | 0.64887 | 1.0676 | 9.9568 | 5 | 9.6067
4520 | 200 | 0.64887 | 1.0676 | 9.9568 | 5 | 9.6067
4525 | 200 | 0.64887 | 1.0676 | 9.9568 | 5 | 9.6067
4530 | 200 | 0.64887 | 1.0676 | 9.9568 | 5 | 9.6067
4535 | 200 | 0.64887 | 1.0676 | 9.9568 | 5 | 9.6067
4540 | 200 | 0.64887 | 1.0676 | 9.9568 | 5 | 9.6067
4545 | 200 | 0.64887 | 1.0676 | 9.9568 | 5 | 9.6067
4550 | 200 | 0.64887 | 1.0676 | 9.9568 | 5 | 9.6067
4555 | 200 | 0.64887 | 1.0676 | 9.9568 | 5 | 9.6067
4560 | 200 | 0.64887 | 1.0676 | 9.9568 | 5 | 9.6067
4565 | 200 | 0.64887 | 1.0676 | 9.9568 | 5 | 9.6067
4570 | 200 | 0.64887 | 1.0676 | 9.9568 | 5 | 9.6067
4575 | 200 | 0.64887 | 1.0676 | 9.9568 | 5 | 9.6067
4580 | 200 | 0.64887 | 1.0676 | 9.9568 | 5 | 9.6067
4585 | 200 | 0.64887 | 1.0676 | 9.9568 | 5 | 9.6067
4590 | 200 | 0.64887 | 1.0676 | 9.9568 | 5 | 9.6067
4595 | 200 | 0.64887 | 1.0676 | 9.9568 | 5 | 9.6067
4600 | 200 | 0.64887 | 1.0676 | 9.9568 | 5 | 9.6067
4605 | 200 | 0.64887 | 1.0676 | 9.9568 | 5 | 9.6067
4610 | 200 | 0.64887 | 1.0676 | 9.9568 | 5 | 9.6067
4615 | 200 | 0.64887 | 1.0676 | 9.9568 | 5 | 9.6067
4620 | 200 | 0.64887 | 1.0676 | 9.9568 | 5 | 9.6067
4625 | 200 | 0.64887 | 1.0676 | 9.9568 | 5 | 9.6067
4630 | 200 | 0.64887 | 1.0676 | 9.9568 | 5 | 9.6067
4635 | 200 | 0.64887 | 1.0676 | 9.9568 | 5 | 9.6067
4640 | 200 | 0.64887 | 1.0676 | 9.9568 | 5 | 9.6067
4645 | 200 | 0.64887 | 1.0676 | 9.9568 | 5 | 9.6067
4650 | 200 | 0.64887 | 1.0676 | 9.9568 | 5 | 9.6067
4655 | 200 | 0.64887 | 1.0676 | 9.9568 | 5 | 9.6067
4660 | 200 | 0.64887 | 1.0676 | 9.9568 | 5 | 9.6067
4665 | 200 | 0.64887 | 1.0676 | 9.9568 | 5 | 9.6067
4670 | 200 | 0.64887 | 1.0676 | 9.9568 | 5 | 9.6067
4675 | 200 | 0.64887 | 1.0676 | 9.9568 | 5 | 9.6067
4680 | 200 | 0.64887 | 1.0676 | 9.9568 | 5 | 9.6067
4685 | 200 | 0.64887 | 1.0676 | 9.9568 | 5 | 9.6067
4690 | 200 | 0.64887 | 1.0676 | 9.9568 | 5 | 9.6067
4695 | 200 | 0.64887 | 1.0676 | 9.9568 | 5 | 9.6067
4700 | 200 | 0.64887 | 1.0676 | 9.9568 | 5 | 9.6067
4705 | 200 | 0.64887 | 1.0676 | 9.9568 | 5 | 9.6067
4710 | 200 | 0.64887 | 1.0676 | 9.9568 | 5 | 9.6067
4715 | 200 | 0.64887 | 1.0676 | 9.9568 | 5 | 9.6067
4720 | 200 | 0.64887 | 1.0676 | 9.9568 | 5 | 9.6067
4725 | 200 | 0.64887 | 1.0676 | 9.9568 | 5 | 9.6067
4730 | 200 | 0.64887 | 1.0676 | 9.9568 | 5 | 9.6067
4735 | 200 | 0.64887 | 1.0676 | 9.9568 | 5 | 9.6067
4740 | 200 | 0.64887 | 1.0676 | 9.9568 | 5 | 9.6067
4745 | 200 | 0.64887 | 1.0676 | 9.9568 | 5 | 9.6067
4750 | 200 | 0.64887 | 1.0676 | 9.9568 | 5 | 9.6067
4755 | 200 | 0.64887 | 1.0676 | 9.9568 | 5 | 9.6067
4760 | 200 | 0.64887 | 1.0676 | 9.9568 | 5 | 9.6067
4765 | 200 | 0.64887 | 1.0676 | 9.9568 | 5 | 9.6067
4770 | 200 | 0.64887 | 1.0676 | 9.9568 | 5 | 9.6067
4775 | 200 | 0.64887 | 1.0676 | 9.9568 | 5 | 9.6067
4780 | 200 | 0.64887 | 1.0676 | 9.9568 | 5 | 9.6067
4785 | 200 | 0.64887 | 1.0676 | 9.9568 | 5 | 9.6067
4790 | 200 | 0.64887 | 1.0676 | 9.9568 | 5 | 9.6067
4795 | 200 | 0.64887 | 1.0676 | 9.9568 | 5 | 9.6067
4800 | 200 | 0.64887 | 1.0676 | 9.9568 | 5 | 9.6067
4805 | 200 | 0.64887 | 1.0676 | 9.9568 | 5 | 9.6067
4810 | 200 | 0.64887 | 1.0676 | 9.9568 | 5 | 9.6067
4815 | 200 | 0.64887 | 1.0676 | 9.9568 | 5 | 9.6067
4820 | 200 | 0.64887 | 1.0676 | 9.9568 | 5 | 9.6067
4825 | 200 | 0.64887 | 1.0676 | 9.9568 | 5 | 9.6067
4830 | 200 | 0.64887 | 1.0676 | 9.9568 | 5 | 9.6067
4835 | 200 | 0.64887 | 1.0676 | 9.9568 | 5 | 9.6067
4840 | 200 | 0.64887 | 1.0676 | 9.9568 | 5 | 9.6067
4845 | 200 | 0.64887 | 1.0676 | 9.9568 | 5 | 9.6067
4850 | 200 | 0.64887 | 1.0676 | 9.9568 | 5 | 9.6067
4855 | 200 | 0.64887 | 1.0676 | 9.9568 | 5 | 9.6067
4860 | 200 | 0.64887 | 1.0676 | 9.9568 | 5 | 9.6067
4865 | 200 | 0.64887 | 1.0676 | 9.9568 | 5 | 9.6067
4870 | 200 | 0.64887 | 1.0676 | 9.9568 | 5 | 9.6067
4875 | 200 | 0.64887 | 1.0676 | 9.9568 | 5 | 9.6067
4880 | 200 | 0.64887 | 1.0676 | 9.9568 | 5 | 9.6067
4885 | 200 | 0.64887 | 1.0676 | 9.9568 | 5 | 9.6067
4890 | 200 | 0.64887 | 1.0676 | 9.9568 | 5 | 9.6067
4895 | 200 | 0.64887 | 1.0676 | 9.9568 | 5 | 9.6067
4900 | 200 | 0.64887 | 1.0676 | 9.9568 | 5 | 9.6067
4905 | 200 | 0.64887 | 1.0676 | 9.9568 | 5 | 9.6067
4910 | 200 | 0.64887 | 1.0676 | 9.9568 | 5 | 9.6067
4915 | 200 | 0.64887 | 1.0676 | 9.9568 | 5 | 9.6067
4920 | 200 | 0.64887 | 1.0676 | 9.9568 | 5 | 9.6067
4925 | 200 | 0.64887 | 1.0676 | 9.9568 | 5 | 9.6067
4930 | 200 | 0.64887 | 1.0676 | 9.9568 | 5 | 9.6067
4935 | 200 | 0.64887 | 1.0676 | 9.9568 | 5 | 9.6067
4940 | 200 | 0.64887 | 1.0676 | 9.9568 | 5 | 9.6067
4945 | 200 | 0.64887 | 1.0676 | 9.9568 | 5 | 9.6067
4950 | 200 | 0.64887 | 1.0676 | 9.9568 | 5 | 9.6067
4955 | 200 | 0.64887 | 1.0676 | 9.9568 | 5 | 9.6067
4960 | 200 | 0.64887 | 1.0676 | 9.9568 | 5 | 9.6067
4965 | 200 | 0.64887 | 1.0676 | 9.9568 | 5 | 9.6067
4970 | 200 | 0.64887 | 1.0676 | 9.9568 | 5 | 9.6067
4975 | 200 | 0.64887 | 1.0676 | 9.9568 | 5 | 9.6067
4980 | 200 | 0.64887 | 1.0676 | 9.9568 | 5 | 9.6067
4985 | 200 | 0.64887 | 1.0676 | 9.9568 | 5 | 9.6067
4990 | 200 | 0.64887 | 1.0676 | 9.9568 | 5 | 9.6067
4995 | 200 | 0.64887 | 1.0676 | 9.9568 | 5 | 9.6067
5000 | 200 | 0.64887 | 1.0676 | 9.9568 | 5 | 9.6067
5005 | 200 | 0.64887 | 1.0676 | 9.9568 | 5 | 9.6067
5010 | 200 | 0.64887 | 1.0676 | 9.9568 | 5 | 9.6067
5015 | 200 | 0.64887 | 1.0676 | 9.9568 | 5 | 9.6067
5020 | 200 | 0.64887 | 1.0676 | 9.9568 | 5 | 9.6067
5025 | 200 | 0.64887 | 1.0676 | 9.9568 | 5 | 9.6067
5030 | 200 | 0.64887 | 1.0676 | 9.9568 | 5 | 9.6067
5035 | 200 | 0.64887 | 1.0676 | 9.9568 | 5 | 9.6067
5040 | 200 | 0.64887 | 1.0676 | 9.9568 | 5 | 9.6067
5045 | 200 | 0.64887 | 1.0676 | 9.9568 | 5 | 9.6067
5050 | 200 | 0.64887 | 1.0676 | 9.9568 | 5 | 9.6067
5055 | 200 | 0.64887 | 1.0676 | 9.9568 | 5 | 9.6067
5060 | 200 | 0.64887 | 1.0676 | 9.9568 | 5 | 9.6067
5065 | 200 | 0.64887 | 1.0676 | 9.9568 | 5 | 9.6067
5070 | 200 | 0.64887 | 1.0676 | 9.9568 | 5 | 9.6067
5075 | 200 | 0.64887 | 1.0676 | 9.9568 | 5 | 9.6067
5080 | 200 | 0.64887 | 1.0676 | 9.9568 | 5 | 9.6067
5085 | 200 | 0.64887 | 1.0676 | 9.9568 | 5 | 9.6067
5090 | 200 | 0.64887 | 1.0676 | 9.9568 | 5 | 9.6067
5095 | 200 | 0.64887 | 1.0676 | 9.9568 | 5 | 9.6067
5100 | 200 | 0.64887 | 1.0676 | 9.9568 | 5 | 9.6067
5105 | 200 | 0.64887 | 1.0676 | 9.9568 | 5 | 9.6067
5110 | 200 | 0.64887 | 1.0676 | 9.9568 | 5 | 9.6067
5115 | 200 | 0.64887 | 1.0676 | 9.9568 | 5 | 9.6067
5120 | 200 | 0.64887 | 1.0676 | 9.9568 | 5 | 9.6067
5125 | 200 | 0.64887 | 1.0676 | 9.9568 | 5 | 9.6067
5130 | 200 | 0.64887 | 1.0676 | 9.9568 | 5 | 9.6067
5135 | 200 | 0.64887 | 1.0676 | 9.9568 | 5 | 9.6067
5140 | 200 | 0.64887 | 1.0676 | 9.9568 | 5 | 9.6067
5145 | 200 | 0.64887 | 1.0676 | 9.9568 | 5 | 9.6067
5150 | 200 | 0.64887 | 1.0676 | 9.9568 | 5 | 9.6067
5155 | 200 | 0.64887 | 1.0676 | 9.9568 | 5 | 9.6067
5160 | 200 | 0.64887 | 1.0676 | 9.9568 | 5 | 9.6067
5165 | 200 | 0.64887 | 1.0676 | 9.9568 | 5 | 9.6067
5170 | 200 | 0.64887 | 1.0676 | 9.9568 | 5 | 9.6067
5175 | 200 | 0.64887 | 1.0676 | 9.9568 | 5 | 9.6067
5180 | 200 | 0.64887 | 1.0676 | 9.9568 | 5 | 9.6067
5185 | 200 | 0.64887 | 1.0676 | 9.9568 | 5 | 9.6067
5190 | 200 | 0.64887 | 1.0676 | 9.9568 | 5 | 9.6067
5195 | 200 | 0.64887 | 1.0676 | 9.9568 | 5 | 9.6067
5200 | 200 | 0.64887 | 1.0676 | 9.9568 | 5 | 9.6067
5205 | 200 | 0.64887 | 1.0676 | 9.9568 | 5 | 9.6067
5210 | 200 | 0.64887 | 1.0676 | 9.9568 | 5 | 9.6067
5215 | 200 | 0.64887 | 1.0676 | 9.9568 | 5 | 9.6067
5220 | 200 | 0.64887 | 1.0676 | 9.9568 | 5 | 9.6067
5225 | 200 | 0.64887 | 1.0676 | 9.9568 | 5 | 9.6067
5230 | 200 | 0.64887 | 1.0676 | 9.9568 | 5 | 9.6067
5235 | 200 | 0.64887 | 1.0676 | 9.9568 | 5 | 9.6067
5240 | 200 | 0.64887 | 1.0676 | 9.9568 | 5 | 9.6067
5245 | 200 | 0.64887 | 1.0676 | 9.9568 | 5 | 9.6067
5250 | 200 | 0.64887 | 1.0676 | 9.9568 | 5 | 9.6067
5255 | 200 | 0.64887 | 1.0676 | 9.9568 | 5 | 9.6067
5260 | 200 | 0.64887 | 1.0676 | 9.9568 | 5 | 9.6067
5265 | 200 | 0.64887 | 1.0676 | 9.9568 | 5 | 9.6067
5270 | 200 | 0.64887 | 1.0676 | 9.9568 | 5 | 9.6067
5275 | 200 | 0.64887 | 1.0676 | 9.9568 | 5 | 9.6067
5280 | 200 | 0.64887 | 1.0676 | 9.9568 | 5 | 9.6067
5285 | 200 | 0.64887 | 1.0676 | 9.9568 | 5 | 9.6067
5290 | 200 | 0.64887 | 1.0676 | 9.9568 | 5 | 9.6067
5295 | 200 | 0.64887 | 1.0676 | 9.9568 | 5 | 9.6067
5300 | 200 | 0.64887 | 1.0676 | 9.9568 | 5 | 9.6067
5305 | 200 | 0.64887 | 1.0676 | 9.9568 | 5 | 9.6067
5310 | 200 | 0.64887 | 1.0676 | 9.9568 | 5 | 9.6067
5315 | 200 | 0.64887 | 1.0676 | 9.9568 | 5 | 9.6067
5320 | 200 | 0.64887 | 1.0676 | 9.9568 | 5 | 9.6067
5325 | 200 | 0.64887 | 1.0676 | 9.9568 | 5 | 9.6067
5330 | 200 | 0.64887 | 1.0676 | 9.9568 | 5 | 9.6067
5335 | 200 | 0.64887 | 1.0676 | 9.9568 | 5 | 9.6067
5340 | 200 | 0.64887 | 1.0676 | 9.9568 | 5 | 9.6067
5345 | 200 | 0.64887 | 1.0676 | 9.9568 | 5 | 9.6067
5350 | 200 | 0.64887 | 1.0676 | 9.9568 | 5 | 9.6067
5355 | 200 | 0.64887 | 1.0676 | 9.9568 | 5 | 9.6067
5360 | 200 | 0.64887 | 1.0676 | 9.9568 | 5 | 9.6067
5365 | 200 | 0.64887 | 1.0676 | 9.9568 | 5 | 9.6067
5370 | 200 | 0.64887 | 1.0676 | 9.9568 | 5 | 9.6067
5375 | 200 | 0.64887 | 1.0676 | 9.9568 | 5 | 9.6067
5380 | 200 | 0.64887 | 1.0676 | 9.9568 | 5 | 9.6067
5385 | 200 | 0.64887 | 1.0676 | 9.9568 | 5 | 9.6067
5390 | 200 | 0.64887 | 1.0676 | 9.9568 | 5 | 9.6067
5395 | 200 | 0.64887 | 1.0676 | 9.9568 | 5 | 9.6067
5400 | 200 | 0.64887 | 1.0676 | 9.9568 | 5 | 9.6067
5405 | 200 | 0.64887 | 1.0676 | 9.9568 | 5 | 9.6067
5410 | 200 | 0.64887 | 1.0676 | 9.9568 | 5 | 9.6067
5415 | 200 | 0.64887 | 1.0676 | 9.9568 | 5 | 9.6067
5420 | 200 | 0.64887 | 1.0676 | 9.9568 | 5 | 9.6067
5425 | 200 | 0.64887 | 1.0676 | 9.9568 | 5 | 9.6067
5430 | 200 | 0.64887 | 1.0676 | 9.9568 | 5 | 9.6067
5435 | 200 | 0.64887 | 1.0676 | 9.9568 | 5 | 9.6067
5440 | 200 | 0.64887 | 1.0676 | 9.9568 | 5 | 9.6067
5445 | 200 | 0.64887 | 1.0676 | 9.9568 | 5 | 9.6067
5450 | 200 | 0.64887 | 1.0676 | 9.9568 | 5 | 9.6067
5455 | 200 | 0.64887 | 1.0676 | 9.9568 | 5 | 9.6067
5460 | 200 | 0.64887 | 1.0676 | 9.9568 | 5 | 9.6067
5465 | 200 | 0.64887 | 1.0676 | 9.9568 | 5 | 9.6067
5470 | 200 | 0.64887 | 1.0676 | 9.9568 | 5 | 9.6067
5475 | 200 | 0.64887 | 1.0676 | 9.9568 | 5 | 9.6067
5480 | 200 | 0.64887 | 1.0676 | 9.9568 | 5 | 9.6067
5485 | 200 | 0.64887 | 1.0676 | 9.9568 | 5 | 9.6067
5490 | 200 | 0.64887 | 1.0676 | 9.9568 | 5 | 9.6067
5495 | 200 | 0.64887 | 1.0676 | 9.9568 | 5 | 9.6067
5500 | 200 | 0.64887 | 1.0676 | 9.9568 | 5 | 9.6067
5505 | 200 | 0.64887 | 1.0676 | 9.9568 | 5 | 9.6067
5510 | 200 | 0.64887 | 1.0676 | 9.9568 | 5 | 9.6067
5515 | 200 | 0.64887 | 1.0676 | 9.9568 | 5 | 9.6067
5520 | 200 | 0.64887 | 1.0676 | 9.9568 | 5 | 9.6067
5525 | 200 | 0.64887 | 1.0676 | 9.9568 | 5 | 9.6067
5530 | 200 | 0.64887 | 1.0676 | 9.9568 | 5 | 9.6067
5535 | 200 | 0.64887 | 1.0676 | 9.9568 | 5 | 9.6067
5540 | 200 | 0.64887 | 1.0676 | 9.9568 | 5 | 9.6067
5545 | 200 | 0.64887 | 1.0676 | 9.9568 | 5 | 9.6067
5550 | 200 | 0.64887 | 1.0676 | 9.9568 | 5 | 9.6067
5555 | 200 | 0.64887 | 1.0676 | 9.9568 | 5 | 9.6067
5560 | 200 | 0.64887 | 1.0676 | 9.9568 | 5 | 9.6067
5565 | 200 | 0.64887 | 1.0676 | 9.9568 | 5 | 9.6067
5570 | 200 | 0.64887 | 1.0676 | 9.9568 | 5 | 9.6067
5575 | 200 | 0.64887 | 1.0676 | 9.9568 | 5 | 9.6067
5580 | 200 | 0.64887 | 1.0676 | 9.9568 | 5 | 9.6067
5585 | 200 | 0.64887 | 1.0676 | 9.9568 | 5 | 9.6067
5590 | 200 | 0.64887 | 1.0676 | 9.9568 | 5 | 9.6067
5595 | 200 | 0.64887 | 1.0676 | 9.9568 | 5 | 9.6067
5600 | 200 | 0.64887 | 1.0676 | 9.9568 | 5 | 9.6067
5605 | 200 | 0.64887 | 1.0676 | 9.9568 | 5 | 9.6067
5610 | 200 | 0.64887 | 1.0676 | 9.9568 | 5 | 9.6067
5615 | 200 | 0.64887 | 1.0676 | 9.9568 | 5 | 9.6067
5620 | 200 | 0.64887 | 1.0676 | 9.9568 | 5 | 9.6067
5625 | 200 | 0.64887 | 1.0676 | 9.9568 | 5 | 9.6067
5630 | 200 | 0.64887 | 1.0676 | 9.9568 | 5 | 9.6067
5635 | 200 | 0.64887 | 1.0676 | 9.9568 | 5 | 9.6067
5640 | 200 | 0.64887 | 1.0676 | 9.9568 | 5 | 9.6067
5645 | 200 | 0.64887 | 1.0676 | 9.9568 | 5 | 9.6067
5650 | 200 | 0.64887 | 1.0676 | 9.9568 | 5 | 9.6067
5655 | 200 | 0.64887 | 1.0676 | 9.9568 | 5 | 9.6067
5660 | 200 | 0.64887 | 1.0676 | 9.9568 | 5 | 9.6067
5665 | 200 | 0.64887 | 1.0676 | 9.9568 | 5 | 9.6067
5670 | 200 | 0.64887 | 1.0676 | 9.9568 | 5 | 9.6067
5675 | 200 | 0.64887 | 1.0676 | 9.9568 | 5 | 9.6067
5680 | 200 | 0.64887 | 1.0676 | 9.9568 | 5 | 9.6067
5685 | 200 | 0.64887 | 1.0676 | 9.9568 | 5 | 9.6067
5690 | 200 | 0.64887 | 1.0676 | 9.9568 | 5 | 9.6067
5695 | 200 | 0.64887 | 1.0676 | 9.9568 | 5 | 9.6067
5700 | 200 | 0.64887 | 1.0676 | 9.9568 | 5 | 9.6067
5705 | 200 | 0.64887 | 1.0676 | 9.9568 | 5 | 9.6067
5710 | 200 | 0.64887 | 1.0676 | 9.9568 | 5 | 9.6067
5715 | 200 | 0.64887 | 1.0676 | 9.9568 | 5 | 9.6067
5720 | 200 | 0.64887 | 1.0676 | 9.9568 | 5 | 9.6067
5725 | 200 | 0.64887 | 1.0676 | 9.9568 | 5 | 9.6067
5730 | 200 | 0.64887 | 1.0676 | 9.9568 | 5 | 9.6067
5735 | 200 | 0.64887 | 1.0676 | 9.9568 | 5 | 9.6067
5740 | 200 | 0.64887 | 1.0676 | 9.9568 | 5 | 9.6067
5745 | 200 | 0.64887 | 1.0676 | 9.9568 | 5 | 9.6067
5750 | 200 | 0.64887 | 1.0676 | 9.9568 | 5 | 9.6067
5755 | 200 | 0.64887 | 1.0676 | 9.9568 | 5 | 9.6067
5760 | 200 | 0.64887 | 1.0676 | 9.9568 | 5 | 9.6067
5765 | 200 | 0.64887 | 1.0676 | 9.9568 | 5 | 9.6067
5770 | 200 | 0.64887 | 1.0676 | 9.9568 | 5 | 9.6067
5775 | 200 | 0.64887 | 1.0676 | 9.9568 | 5 | 9.6067
5780 | 200 | 0.64887 | 1.0676 | 9.9568 | 5 | 9.6067
5785 | 200 | 0.64887 | 1.0676 | 9.9568 | 5 | 9.6067
5790 | 200 | 0.64887 | 1.0676 | 9.9568 | 5 | 9.6067
5795 | 200 | 0.64887 | 1.0676 | 9.9568 | 5 | 9.6067
5800 | 200 | 0.64887 | 1.0676 | 9.9568 | 5 | 9.6067
5805 | 200 | 0.64887 | 1.0676 | 9.9568 | 5 | 9.6067
5810 | 200 | 0.64887 | 1.0676 | 9.9568 | 5 | 9.6067
5815 | 200 | 0.64887 | 1.0676 | 9.9568 | 5 | 9.6067
5820 | 200 | 0.64887 | 1.0676 | 9.9568 | 5 | 9.6067
5825 | 200 | 0.64887 | 1.0676 | 9.9568 | 5 | 9.6067
5830 | 200 | 0.64887 | 1.0676 | 9.9568 | 5 | 9.6067
5835 | 200 | 0.64887 | 1.0676 | 9.9568 | 5 | 9.6067
5840 | 200 | 0.64887 | 1.0676 | 9.9568 | 5 | 9.6067
5845 | 200 | 0.64887 | 1.0676 | 9.9568 | 5 | 9.6067
5850 | 200 | 0.64887 | 1.0676 | 9.9568 | 5 | 9.6067
5855 | 200 | 0.64887 | 1.0676 | 9.9568 | 5 | 9.6067
5860 | 200 | 0.64887 | 1.0676 | 9.9568 | 5 | 9.6067
5865 | 200 | 0.64887 | 1.0676 | 9.9568 | 5 | 9.6067
5870 | 200 | 0.64887 | 1.0676 | 9.9568 | 5 | 9.6067
5875 | 200 | 0.64887 | 1.0676 | 9.9568 | 5 | 9.6067
5880 | 200 | 0.64887 | 1.0676 | 9.9568 | 5 | 9.6067
5885 | 200 | 0.64887 | 1.0676 | 9.9568 | 5 | 9.6067
5890 | 200 | 0.64887 | 1.0676 | 9.9568 | 5 | 9.6067
5895 | 200 | 0.64887 | 1.0676 | 9.9568 | 5 | 9.6067
5900 | 200 | 0.64887 | 1.0676 | 9.9568 | 5 | 9.6067
5905 | 200 | 0.64887 | 1.0676 | 9.9568 | 5 | 9.6067
5910 | 200 | 0.64887 | 1.0676 | 9.9568 | 5 | 9.6067
5915 | 200 | 0.64887 | 1.0676 | 9.9568 | 5 | 9.6067
5920 | 200 | 0.64887 | 1.0676 | 9.9568 | 5 | 9.6067
5925 | 200 | 0.64887 | 1.0676 | 9.9568 | 5 | 9.6067
5930 | 200 | 0.64887 | 1.0676 | 9.9568 | 5 | 9.6067
5935 | 200 | 0.64887 | 1.0676 | 9.9568 | 5 | 9.6067
5940 | 200 | 0.64887 | 1.0676 | 9.9568 | 5 | 9.6067
5945 | 200 | 0.64887 | 1.0676 | 9.9568 | 5 | 9.6067
5950 | 200 | 0.64887 | 1.0676 | 9.9568 | 5 | 9.6067
5955 | 200 | 0.64887 | 1.0676 | 9.9568 | 5 | 9.6067
5960 | 200 | 0.64887 | 1.0676 | 9.9568 | 5 | 9.6067
5965 | 200 | 0.64887 | 1.0676 | 9.9568 | 5 | 9.6067
5970 | 200 | 0.64887 | 1.0676 | 9.9568 | 5 | 9.6067
5975 | 200 | 0.64887 | 1.0676 | 9.9568 | 5 | 9.6067
5980 | 200 | 0.64887 | 1.0676 | 9.9568 | 5 | 9.6067
5985 | 200 | 0.64887 | 1.0676 | 9.9568 | 5 | 9.6067
5990 | 200 | 0.64887 | 1.0676 | 9.9568 | 5 | 9.6067
5995 | 200 | 0.64887 | 1.0676 | 9.9568 | 5 | 9.6067
6000 | 200 | 0.64887 | 1.0676 | 9.9568 | 5 | 9.6067
6005 | 200 | 0.64887 | 1.0676 | 9.9568 | 5 | 9.6067
6010 | 200 | 0.64887 | 1.0676 | 9.9568 | 5 | 9.6067
6015 | 200 | 0.64887 | 1.0676 | 9.9568 | 5 | 9.6067
6020 | 200 | 0.64887 | 1.0676 | 9.9568 | 5 | 9.6067
6025 | 200 | 0.64887 | 1.0676 | 9.9568 | 5 | 9.6067
6030 | 200 | 0.64887 | 1.0676 | 9.9568 | 5 | 9.6067
6035 | 200 | 0.64887 | 1.0676 | 9.9568 | 5 | 9.6067
6040 | 200 | 0.64887 | 1.0676 | 9.9568 | 5 | 9.6067
6045 | 200 | 0.64887 | 1.0676 | 9.9568 | 5 | 9.6067
6050 | 200 | 0.64887 | 1.0676 | 9.9568 | 5 | 9.6067
6055 | 200 | 0.64887 | 1.0676 | 9.9568 | 5 | 9.6067
6060 | 200 | 0.64887 | 1.0676 | 9.9568 | 5 | 9.6067
6065 | 200 | 0.64887 | 1.0676 | 9.9568 | 5 | 9.6067
6070 | 200 | 0.64887 | 1.0676 | 9.9568 | 5 | 9.6067
6075 | 200 | 0.64887 | 1.0676 | 9.9568 | 5 | 9.6067
6080 | 200 | 0.64887 | 1.0676 | 9.9568 | 5 | 9.6067
6085 | 200 | 0.64887 | 1.0676 | 9.9568 | 5 | 9.6067
6090 | 200 | 0.64887 | 1.0676 | 9.9568 | 5 | 9.6067
6095 | 200 | 0.64887 | 1.0676 | 9.9568 | 5 | 9.6067
6100 | 200 | 0.64887 | 1.0676 | 9.9568 | 5 | 9.6067
6105 | 200 | 0.64887 | 1.0676 | 9.9568 | 5 | 9.6067
6110 | 200 | 0.64887 | 1.0676 | 9.9568 | 5 | 9.6067
6115 | 200 | 0.64887 | 1.0676 | 9.9568 | 5 | 9.6067
6120 | 200 | 0.64887 | 1.0676 | 9.9568 | 5 | 9.6067
6125 | 200 | 0.64887 | 1.0676 | 9.9568 | 5 | 9.6067
6130 | 200 | 0.64887 | 1.0676 | 9.9568 | 5 | 9.6067
6135 | 200 | 0.64887 | 1.0676 | 9.9568 | 5 | 9.6067
6140 | 200 | 0.64887 | 1.0676 | 9.9568 | 5 | 9.6067
6145 | 200 | 0.64887 | 1.0676 | 9.9568 | 5 | 9.6067
6150 | 200 | 0.64887 | 1.0676 | 9.9568 | 5 | 9.6067
6155 | 200 | 0.64887 | 1.0676 | 9.9568 | 5 | 9.6067
6160 | 200 | 0.64887 | 1.0676 | 9.9568 | 5 | 9.6067
6165 | 200 | 0.64887 | 1.0676 | 9.9568 | 5 | 9.6067
6170 | 200 | 0.64887 | 1.0676 | 9.9568 | 5 | 9.6067
6175 | 200 | 0.64887 | 1.0676 | 9.9568 | 5 | 9.6067
6180 | 200 | 0.64887 | 1.0676 | 9.9568 | 5 | 9.6067
6185 | 200 | 0.64887 | 1.0676 | 9.9568 | 5 | 9.6067
6190 | 200 | 0.64887 | 1.0676 | 9.9568 | 5 | 9.6067
6195 | 200 | 0.64887 | 1.0676 | 9.9568 | 5 | 9.6067
6200 | 200 | 0.64887 | 1.0676 | 9.9568 | 5 | 9.6067
6205 | 200 | 0.64887 | 1.0676 | 9.9568 | 5 | 9.6067
6210 | 200 | 0.64887 | 1.0676 | 9.9568 | 5 | 9.6067
6215 | 200 | 0.64887 | 1.0676 | 9.9568 | 5 | 9.6067
6220 | 200 | 0.64887 | 1.0676 | 9.9568 | 5 | 9.6067
6225 | 200 | 0.64887 | 1.0676 | 9.9568 | 5 | 9.6067
6230 | 200 | 0.64887 | 1.0676 | 9.9568 | 5 | 9.6067
6235 | 200 | 0.64887 | 1.0676 | 9.9568 | 5 | 9.6067
6240 | 200 | 0.64887 | 1.0676 | 9.9568 | 5 | 9.6067
6245 | 200 | 0.64887 | 1.0676 | 9.9568 | 5 | 9.6067
6250 | 200 | 0.64887 | 1.0676 | 9.9568 | 5 | 9.6067
6255 | 200 | 0.64887 | 1.0676 | 9.9568 | 5 | 9.6067
6260 | 200 | 0.64887 | 1.0676 | 9.9568 | 5 | 9.6067
6265 | 200 | 0.64887 | 1.0676 | 9.9568 | 5 | 9.6067
6270 | 200 | 0.64887 | 1.0676 | 9.9568 | 5 | 9.6067
6275 | 200 | 0.64887 | 1.0676 | 9.9568 | 5 | 9.6067
6280 | 200 | 0.64887 | 1.0676 | 9.9568 | 5 | 9.6067
6285 | 200 | 0.64887 | 1.0676 | 9.9568 | 5 | 9.6067
6290 | 200 | 0.64887 | 1.0676 | 9.9568 | 5 | 9.6067
6295 | 200 | 0.64887 | 1.0676 | 9.9568 | 5 | 9.6067
6300 | 200 | 0.64887 | 1.0676 | 9.9568 | 5 | 9.6067
6305 | 200 | 0.64887 | 1.0676 | 9.9568 | 5 | 9.6067
6310 | 200 | 0.64887 | 1.0676 | 9.9568 | 5 | 9.6067
6315 | 200 | 0.64887 | 1.0676 | 9.9568 | 5 | 9.6067
6320 | 200 | 0.64887 | 1.0676 | 9.9568 | 5 | 9.6067
6325 | 200 | 0.64887 | 1.0676 | 9.9568 | 5 | 9.6067
6330 | 200 | 0.64887 | 1.0676 | 9.9568 | 5 | 9.6067
6335 | 200 | 0.64887 | 1.0676 | 9.9568 | 5 | 9.6067
6340 | 200 | 0.64887 | 1.0676 | 9.9568 | 5 | 9.6067
6345 | 200 | 0.64887 | 1.0676 | 9.9568 | 5 | 9.6067
6350 | 200 | 0.64887 | 1.0676 | 9.9568 | 5 | 9.6067
6355 | 200 | 0.64887 | 1.0676 | 9.9568 | 5 | 9.6067
6360 | 200 | 0.64887 | 1.0676 | 9.9568 | 5 | 9.6067
6365 | 200 | 0.64887 | 1.0676 | 9.9568 | 5 | 9.6067
6370 | 200 | 0.64887 | 1.0676 | 9.9568 | 5 | 9.6067
6375 | 200 | 0.64887 | 1.0676 | 9.9568 | 5 | 9.6067
6380 | 200 | 0.64887 | 1.0676 | 9.9568 | 5 | 9.6067
6385 | 200 | 0.64887 | 1.0676 | 9.9568 | 5 | 9.6067
6390 | 200 | 0.64887 | 1.0676 | 9.9568 | 5 | 9.6067
6395 | 200 | 0.64887 | 1.0676 | 9.9568 | 5 | 9.6067
6400 | 200 | 0.64887 | 1.0676 | 9.9568 | 5 | 9.6067
6405 | 200 | 0.64887 | 1.0676 | 9.9568 | 5 | 9.6067
6410 | 200 | 0.64887 | 1.0676 | 9.9568 | 5 | 9.6067
6415 | 200 | 0.64887 | 1.0676 | 9.9568 | 5 | 9.6067
6420 | 200 | 0.64887 | 1.0676 | 9.9568 | 5 | 9.6067
6425 | 200 | 0.64887 | 1.0676 | 9.9568 | 5 | 9.6067
6430 | 200 | 0.64887 | 1.0676 | 9.9568 | 5 | 9.6067
6435 | 200 | 0.64887 | 1.0676 | 9.9568 | 5 | 9.6067
6440 | 200 | 0.64887 | 1.0676 | 9.9568 | 5 | 9.6067
6445 | 200 | 0.64887 | 1.0676 | 9.9568 | 5 | 9.6067
6450 | 200 | 0.64887 | 1.0676 | 9.9568 | 5 | 9.6067
6455 | 200 | 0.64887 | 1.0676 | 9.9568 | 5 | 9.6067
6460 | 200 | 0.64887 | 1.0676 | 9.9568 | 5 | 9.6067
6465 | 200 | 0.64887 | 1.0676 | 9.9568 | 5 | 9.6067
6470 | 200 | 0.64887 | 1.0676 | 9.9568 | 5 | 9.6067
6475 | 200 | 0.64887 | 1.0676 | 9.9568 | 5 | 9.6067
6480 | 200 | 0.64887 | 1.0676 | 9.9568 | 5 | 9.6067
6485 | 200 | 0.64887 | 1.0676 | 9.9568 | 5 | 9.6067
6490 | 200 | 0.64887 | 1.0676 | 9.9568 | 5 | 9.6067
6495 | 200 | 0.64887 | 1.0676 | 9.9568 | 5 | 9.6067
6500 | 200 | 0.64887 | 1.0676 | 9.9568 | 5 | 9.6067
6505 | 200 | 0.64887 | 1.0676 | 9.9568 | 5 | 9.6067
6510 | 200 | 0.64887 | 1.0676 | 9.9568 | 5 | 9.6067
6515 | 200 | 0.64887 | 1.0676 | 9.9568 | 5 | 9.6067
6520 | 200 | 0.64887 | 1.0676 | 9.9568 | 5 | 9.6067
6525 | 200 | 0.64887 | 1.0676 | 9.9568 | 5 | 9.6067
6530 | 200 | 0.64887 | 1.0676 | 9.9568 | 5 | 9.6067
6535 | 200 | 0.64887 | 1.0676 | 9.9568 | 5 | 9.6067
6540 | 200 | 0.64887 | 1.0676 | 9.9568 | 5 | 9.6067
6545 | 200 | 0.64887 | 1.0676 | 9.9568 | 5 | 9.6067
6550 | 200 | 0.64887 | 1.0676 | 9.9568 | 5 | 9.6067
6555 | 200 | 0.64887 | 1.0676 | 9.9568 | 5 | 9.6067
6560 | 200 | 0.64887 | 1.0676 | 9.9568 | 5 | 9.6067
6565 | 200 | 0.64887 | 1.0676 | 9.9568 | 5 | 9.6067
6570 | 200 | 0.64887 | 1.0676 | 9.9568 | 5 | 9.6067
6575 | 200 | 0.64887 | 1.0676 | 9.9568 | 5 | 9.6067
6580 | 200 | 0.64887 | 1.0676 | 9.9568 | 5 | 9.6067
6585 | 200 | 0.64887 | 1.0676 | 9.9568 | 5 | 9.6067
6590 | 200 | 0.64887 | 1.0676 | 9.9568 | 5 | 9.6067
6595 | 200 | 0.64887 | 1.0676 | 9.9568 | 5 | 9.6067
6600 | 200 | 0.64887 | 1.0676 | 9.9568 | 5 | 9.6067
6605 | 200 | 0.64887 | 1.0676 | 9.9568 | 5 | 9.6067
6610 | 200 | 0.64887 | 1.0676 | 9.9568 | 5 | 9.6067
6615 | 200 | 0.64887 | 1.0676 | 9.9568 | 5 | 9.6067
6620 | 200 | 0.64887 | 1.0676 | 9.9568 | 5 | 9.6067
6625 | 200 | 0.64887 | 1.0676 | 9.9568 | 5 | 9.6067
6630 | 200 | 0.64887 | 1.0676 | 9.9568 | 5 | 9.6067
6635 | 200 | 0.64887 | 1.0676 | 9.9568 | 5 | 9.6067
6640 | 200 | 0.64887 | 1.0676 | 9.9568 | 5 | 9.6067
6645 | 200 | 0.64887 | 1.0676 | 9.9568 | 5 | 9.6067
6650 | 200 | 0.64887 | 1.0676 | 9.9568 | 5 | 9.6067
6655 | 200 | 0.64887 | 1.0676 | 9.9568 | 5 | 9.6067
6660 | 200 | 0.64887 | 1.0676 | 9.9568 | 5 | 9.6067
6665 | 200 | 0.64887 | 1.0676 | 9.9568 | 5 | 9.6067
6670 | 200 | 0.64887 | 1.0676 | 9.9568 | 5 | 9.6067
6675 | 200 | 0.64887 | 1.0676 | 9.9568 | 5 | 9.6067
6680 | 200 | 0.64887 | 1.0676 | 9.9568 | 5 | 9.6067
6685 | 200 | 0.64887 | 1.0676 | 9.9568 | 5 | 9.6067
6690 | 200 | 0.64887 | 1.0676 | 9.9568 | 5 | 9.6067
6695 | 200 | 0.64887 | 1.0676 | 9.9568 | 5 | 9.6067
6700 | 200 | 0.64887 | 1.0676 | 9.9568 | 5 | 9.6067
6705 | 200 | 0.64887 | 1.0676 | 9.9568 | 5 | 9.6067
6710 | 200 | 0.64887 | 1.0676 | 9.9568 | 5 | 9.6067
6715 | 200 | 0.64887 | 1.0676 | 9.9568 | 5 | 9.6067
6720 | 200 | 0.64887 | 1.0676 | 9.9568 | 5 | 9.6067
6725 | 200 | 0.64887 | 1.0676 | 9.9568 | 5 | 9.6067
6730 | 200 | 0.64887 | 1.0676 | 9.9568 | 5 | 9.6067
6735 | 200 | 0.64887 | 1.0676 | 9.9568 | 5 | 9.6067
6740 | 200 | 0.64887 | 1.0676 | 9.9568 | 5 | 9.6067
6745 | 200 | 0.64887 | 1.0676 | 9.9568 | 5 | 9.6067
6750 | 200 | 0.64887 | 1.0676 | 9.9568 | 5 | 9.6067
6755 | 200 | 0.64887 | 1.0676 | 9.9568 | 5 | 9.6067
6760 | 200 | 0.64887 | 1.0676 | 9.9568 | 5 | 9.6067
6765 | 200 | 0.64887 | 1.0676 | 9.9568 | 5 | 9.6067
6770 | 200 | 0.64887 | 1.0676 | 9.9568 | 5 | 9.6067
6775 | 200 | 0.64887 | 1.0676 | 9.9568 | 5 | 9.6067
6780 | 200 | 0.64887 | 1.0676 | 9.9568 | 5 | 9.6067
6785 | 200 | 0.64887 | 1.0676 | 9.9568 | 5 | 9.6067
6790 | 200 | 0.64887 | 1.0676 | 9.9568 | 5 | 9.6067
6795 | 200 | 0.64887 | 1.0676 | 9.9568 | 5 | 9.6067
6800 | 200 | 0.64887 | 1.0676 | 9.9568 | 5 | 9.6067
6805 | 200 | 0.64887 | 1.0676 | 9.9568 | 5 | 9.6067
6810 | 200 | 0.64887 | 1.0676 | 9.9568 | 5 | 9.6067
6815 | 200 | 0.64887 | 1.0676 | 9.9568 | 5 | 9.6067
6820 | 200 | 0.64887 | 1.0676 | 9.9568 | 5 | 9.6067
6825 | 200 | 0.64887 | 1.0676 | 9.9568 | 5 | 9.6067
6830 | 200 | 0.64887 | 1.0676 | 9.9568 | 5 | 9.6067
6835 | 200 | 0.64887 | 1.0676 | 9.9568 | 5 | 9.6067
6840 | 200 | 0.64887 | 1.0676 | 9.9568 | 5 | 9.6067
6845 | 200 | 0.64887 | 1.0676 | 9.9568 | 5 | 9.6067
6850 | 200 | 0.64887 | 1.0676 | 9.9568 | 5 | 9.6067
6855 | 200 | 0.64887 | 1.0676 | 9.9568 | 5 | 9.6067
6860 | 200 | 0.64887 | 1.0676 | 9.9568 | 5 | 9.6067
6865 | 200 | 0.64887 | 1.0676 | 9.9568 | 5 | 9.6067
6870 | 200 | 0.64887 | 1.0676 | 9.9568 | 5 | 9.6067
6875 | 200 | 0.64887 | 1.0676 | 9.9568 | 5 | 9.6067
6880 | 200 | 0.64887 | 1.0676 | 9.9568 | 5 | 9.6067
6885 | 200 | 0.64887 | 1.0676 | 9.9568 | 5 | 9.6067
6890 | 200 | 0.64887 | 1.0676 | 9.9568 | 5 | 9.6067
6895 | 200 | 0.64887 | 1.0676 | 9.9568 | 5 | 9.6067
6900 | 200 | 0.64887 | 1.0676 | 9.9568 | 5 | 9.6067
6905 | 200 | 0.64887 | 1.0676 | 9.9568 | 5 | 9.6067
6910 | 200 | 0.64887 | 1.0676 | 9.9568 | 5 | 9.6067
6915 | 200 | 0.64887 | 1.0676 | 9.9568 | 5 | 9.6067
6920 | 200 | 0.64887 | 1.0676 | 9.9568 | 5 | 9.6067
6925 | 200 | 0.64887 | 1.0676 | 9.9568 | 5 | 9.6067
6930 | 200 | 0.64887 | 1.0676 | 9.9568 | 5 | 9.6067
6935 | 200 | 0.64887 | 1.0676 | 9.9568 | 5 | 9.6067
6940 | 200 | 0.64887 | 1.0676 | 9.9568 | 5 | 9.6067
6945 | 200 | 0.64887 | 1.0676 | 9.9568 | 5 | 9.6067
6950 | 200 | 0.64887 | 1.0676 | 9.9568 | 5 | 9.6067
6955 | 200 | 0.64887 | 1.0676 | 9.9568 | 5 | 9.6067
6960 | 200 | 0.64887 | 1.0676 | 9.9568 | 5 | 9.6067
6965 | 200 | 0.64887 | 1.0676 | 9.9568 | 5 | 9.6067
6970 | 200 | 0.64887 | 1.0676 | 9.9568 | 5 | 9.6067
6975 | 200 | 0.64887 | 1.0676 | 9.9568 | 5 | 9.6067
6980 | 200 | 0.64887 | 1.0676 | 9.9568 | 5 | 9.6067
6985 | 200 | 0.64887 | 1.0676 | 9.9568 | 5 | 9.6067
6990 | 200 | 0.64887 | 1.0676 | 9.9568 | 5 | 9.6067
6995 | 200 | 0.64887 | 1.0676 | 9.9568 | 5 | 9.6067
7000 | 200 | 0.64887 | 1.0676 | 9.9568 | 5 | 9.6067
7005 | 200 | 0.64887 | 1.0676 | 9.9568 | 5 | 9.6067
7010 | 200 | 0.64887 | 1.0676 | 9.9568 | 5 | 9.6067
7015 | 200 | 0.64887 | 1.0676 | 9.9568 | 5 | 9.6067
7020 | 200 | 0.64887 | 1.0676 | 9.9568 | 5 | 9.6067
7025 | 200 | 0.64887 | 1.0676 | 9.9568 | 5 | 9.6067
7030 | 200 | 0.64887 | 1.0676 | 9.9568 | 5 | 9.6067
7035 | 200 | 0.64887 | 1.0676 | 9.9568 | 5 | 9.6067
7040 | 200 | 0.64887 | 1.0676 | 9.9568 | 5 | 9.6067
7045 | 200 | 0.64887 | 1.0676 | 9.9568 | 5 | 9.6067
7050 | 200 | 0.64887 | 1.0676 | 9.9568 | 5 | 9.6067
7055 | 200 | 0.64887 | 1.0676 | 9.9568 | 5 | 9.6067
7060 | 200 | 0.64887 | 1.0676 | 9.9568 | 5 | 9.6067
7065 | 200 | 0.64887 | 1.0676 | 9.9568 | 5 | 9.6067
7070 | 200 | 0.64887 | 1.0676 | 9.9568 | 5 | 9.6067
7075 | 200 | 0.64887 | 1.0676 | 9.9568 | 5 | 9.6067
7080 | 200 | 0.64887 | 1.0676 | 9.9568 | 5 | 9.6067
7085 | 200 | 0.64887 | 1.0676 | 9.9568 | 5 | 9.6067
7090 | 200 | 0.64887 | 1.0676 | 9.9568 | 5 | 9.6067
7095 | 200 | 0.64887 | 1.0676 | 9.9568 | 5 | 9.6067
7100 | 200 | 0.64887 | 1.0676 | 9.9568 | 5 | 9.6067
7105 | 200 | 0.64887 | 1.0676 | 9.9568 | 5 | 9.6067
7110 | 200 | 0.64887 | 1.0676 | 9.9568 | 5 | 9.6067
7115 | 200 | 0.64887 | 1.0676 | 9.9568 | 5 | 9.6067
7120 | 200 | 0.64887 | 1.0676 | 9.9568 | 5 | 9.6067
7125 | 200 | 0.64887 | 1.0676 | 9.9568 | 5 | 9.6067
7130 | 200 | 0.64887 | 1.0676 | 9.9568 | 5 | 9.6067
7135 | 200 | 0.64887 | 1.0676 | 9.9568 | 5 | 9.6067
7140 | 200 | 0.64887 | 1.0676 | 9.9568 | 5 | 9.6067
7145 | 200 | 0.64887 | 1.0676 | 9.9568 | 5 | 9.6067
7150 | 200 | 0.64887 | 1.0676 | 9.9568 | 5 | 9.6067
7155 | 200 | 0.64887 | 1.0676 | 9.9568 | 5 | 9.6067
7160 | 200 | 0.64887 | 1.0676 | 9.9568 | 5 | 9.6067
7165 | 200 | 0.64887 | 1.0676 | 9.9568 | 5 | 9.6067
7170 | 200 | 0.64887 | 1.0676 | 9.9568 | 5 | 9.6067
7175 | 200 | 0.64887 | 1.0676 | 9.9568 | 5 | 9.6067
7180 | 200 | 0.64887 | 1.0676 | 9.9568 | 5 | 9.6067
7185 | 200 | 0.64887 | 1.0676 | 9.9568 | 5 | 9.6067
7190 | 200 | 0.64887 | 1.0676 | 9.9568 | 5 | 9.6067
7195 | 200 | 0.64887 | 1.0676 | 9.9568 | 5 | 9.6067
7200 | 200 | 0.64887 | 1.0676 | 9.9568 | 5 | 9.6067
7205 | 200 | 0.64887 | 1.0676 | 9.9568 | 5 | 9.6067
7210 | 200 | 0.64887 | 1.0676 | 9.9568 | 5 | 9.6067
7215 | 200 | 0.64887 | 1.0676 | 9.9568 | 5 | 9.6067
7220 | 200 | 0.64887 | 1.0676 | 9.9568 | 5 | 9.6067
7225 | 200 | 0.64887 | 1.0676 | 9.9568 | 5 | 9.6067
7230 | 200 | 0.64887 | 1.0676 | 9.9568 | 5 | 9.6067
7235 | 200 | 0.64887 | 1.0676 | 9.9568 | 5 | 9.6067
7240 | 200 | 0.64887 | 1.0676 | 9.9568 | 5 | 9.6067
7245 | 200 | 0.64887 | 1.0676 | 9.9568 | 5 | 9.6067
7250 | 200 | 0.64887 | 1.0676 | 9.9568 | 5 | 9.6067
7255 | 200 | 0.64887 | 1.0676 | 9.9568 | 5 | 9.6067
7260 | 200 | 0.64887 | 1.0676 | 9.9568 | 5 | 9.6067
7265 | 200 | 0.64887 | 1.0676 | 9.9568 | 5 | 9.6067
7270 | 200 | 0.64887 | 1.0676 | 9.9568 | 5 | 9.6067
7275 | 200 | 0.64887 | 1.0676 | 9.9568 | 5 | 9.6067
7280 | 200 | 0.64887 | 1.0676 | 9.9568 | 5 | 9.6067
7285 | 200 | 0.64887 | 1.0676 | 9.9568 | 5 | 9.6067
7290 | 200 | 0.64887 | 1.0676 | 9.9568 | 5 | 9.6067
7295 | 200 | 0.64887 | 1.0676 | 9.9568 | 5 | 9.6067
7300 | 200 | 0.64887 | 1.0676 | 9.9568 | 5 | 9.6067
7305 | 200 | 0.64887 | 1.0676 | 9.9568 | 5 | 9.6067
7310 | 200 | 0.64887 | 1.0676 | 9.9568 | 5 | 9.6067
7315 | 200 | 0.64887 | 1.0676 | 9.9568 | 5 | 9.6067
7320 | 200 | 0.64887 | 1.0676 | 9.9568 | 5 | 9.6067
7325 | 200 | 0.64887 | 1.0676 | 9.9568 | 5 | 9.6067
7330 | 200 | 0.64887 | 1.0676 | 9.9568 | 5 | 9.6067
7335 | 200 | 0.64887 | 1.0676 | 9.9568 | 5 | 9.6067
7340 | 200 | 0.64887 | 1.0676 | 9.9568 | 5 | 9.6067
7345 | 200 | 0.64887 | 1.0676 | 9.9568 | 5 | 9.6067
7350 | 200 | 0.64887 | 1.0676 | 9.9568 | 5 | 9.6067
7355 | 200 | 0.64887 | 1.0676 | 9.9568 | 5 | 9.6067
7360 | 200 | 0.64887 | 1.0676 | 9.9568 | 5 | 9.6067
7365 | 200 | 0.64887 | 1.0676 | 9.9568 | 5 | 9.6067
7370 | 200 | 0.64887 | 1.0676 | 9.9568 | 5 | 9.6067
7375 | 200 | 0.64887 | 1.0676 | 9.9568 | 5 | 9.6067
7380 | 200 | 0.64887 | 1.0676 | 9.9568 | 5 | 9.6067
7385 | 200 | 0.64887 | 1.0676 | 9.9568 | 5 | 9.6067
7390 | 200 | 0.64887 | 1.0676 | 9.9568 | 5 | 9.6067
7395 | 200 | 0.64887 | 1.0676 | 9.9568 | 5 | 9.6067
7400 | 200 | 0.64887 | 1.0676 | 9.9568 | 5 | 9.6067
7405 | 200 | 0.64887 | 1.0676 | 9.9568 | 5 | 9.6067
7410 | 200 | 0.64887 | 1.0676 | 9.9568 | 5 | 9.6067
7415 | 200 | 0.64887 | 1.0676 | 9.9568 | 5 | 9.6067
7420 | 200 | 0.64887 | 1.0676 | 9.9568 | 5 | 9.6067
7425 | 200 | 0.64887 | 1.0676 | 9.9568 | 5 | 9.6067
7430 | 200 | 0.64887 | 1.0676 | 9.9568 | 5 | 9.6067
7435 | 200 | 0.64887 | 1.0676 | 9.9568 | 5 | 9.6067
7440 | 200 | 0.64887 | 1.0676 | 9.9568 | 5 | 9.6067
7445 | 200 | 0.64887 | 1.0676 | 9.9568 | 5 | 9.6067
7450 | 200 | 0.64887 | 1.0676 | 9.9568 | 5 | 9.6067
7455 | 200 | 0.64887 | 1.0676 | 9.9568 | 5 | 9.6067
7460 | 200 | 0.64887 | 1.0676 | 9.9568 | 5 | 9.6067
7465 | 200 | 0.64887 | 1.0676 | 9.9568 | 5 | 9.6067
7470 | 200 | 0.64887 | 1.0676 | 9.9568 | 5 | 9.6067
7475 | 200 | 0.64887 | 1.0676 | 9.9568 | 5 | 9.6067
7480 | 200 | 0.64887 | 1.0676 | 9.9568 | 5 | 9.6067
7485 | 200 | 0.64887 | 1.0676 | 9.9568 | 5 | 9.6067
7490 | 200 | 0.64887 | 1.0676 | 9.9568 | 5 | 9.6067
7495 | 200 | 0.64887 | 1.0676 | 9.9568 | 5 | 9.6067
7500 | 200 | 0.64887 | 1.0676 | 9.9568 | 5 | 9.6067
7505 | 200 | 0.64887 | 1.0676 | 9.9568 | 5 | 9.6067
7510 | 200 | 0.64887 | 1.0676 | 9.9568 | 5 | 9.6067
7515 | 200 | 0.64887 | 1.0676 | 9.9568 | 5 | 9.6067
7520 | 200 | 0.64887 | 1.0676 | 9.9568 | 5 | 9.6067
7525 | 200 | 0.64887 | 1.0676 | 9.9568 | 5 | 9.6067
7530 | 200 | 0.64887 | 1.0676 | 9.9568 | 5 | 9.6067
7535 | 200 | 0.64887 | 1.0676 | 9.9568 | 5 | 9.6067
7540 | 200 | 0.64887 | 1.0676 | 9.9568 | 5 | 9.6067
7545 | 200 | 0.64887 | 1.0676 | 9.9568 | 5 | 9.6067
7550 | 200 | 0.64887 | 1.0676 | 9.9568 | 5 | 9.6067
7555 | 200 | 0.64887 | 1.0676 | 9.9568 | 5 | 9.6067
7560 | 200 | 0.64887 | 1.0676 | 9.9568 | 5 | 9.6067
7565 | 200 | 0.64887 | 1.0676 | 9.9568 | 5 | 9.6067
7570 | 200 | 0.64887 | 1.0676 | 9.9568 | 5 | 9.6067
7575 | 200 | 0.64887 | 1.0676 | 9.9568 | 5 | 9.6067
7580 | 200 | 0.64887 | 1.0676 | 9.9568 | 5 | 9.6067
7585 | 200 | 0.64887 | 1.0676 | 9.9568 | 5 | 9.6067
7590 | 200 | 0.64887 | 1.0676 | 9.9568 | 5 | 9.6067
7595 | 200 | 0.64887 | 1.0676 | 9.9568 | 5 | 9.6067
7600 | 200 | 0.64887 | 1.0676 | 9.9568 | 5 | 9.6067
7605 | 200 | 0.64887 | 1.0676 | 9.9568 | 5 | 9.6067
7610 | 200 | 0.64887 | 1.0676 | 9.9568 | 5 | 9.6067
7615 | 200 | 0.64887 | 1.0676 | 9.9568 | 5 | 9.6067
7620 | 200 | 0.64887 | 1.0676 | 9.9568 | 5 | 9.6067
7625 | 200 | 0.64887 | 1.0676 | 9.9568 | 5 | 9.6067
7630 | 200 | 0.64887 | 1.0676 | 9.9568 | 5 | 9.6067
7635 | 200 | 0.64887 | 1.0676 | 9.9568 | 5 | 9.6067
7640 | 200 | 0.64887 | 1.0676 | 9.9568 | 5 | 9.6067
7645 | 200 | 0.64887 | 1.0676 | 9.9568 | 5 | 9.6067
7650 | 200 | 0.64887 | 1.0676 | 9.9568 | 5 | 9.6067
7655 | 200 | 0.64887 | 1.0676 | 9.9568 | 5 | 9.6067
7660 | 200 | 0.64887 | 1.0676 | 9.9568 | 5 | 9.6067
7665 | 200 | 0.64887 | 1.0676 | 9.9568 | 5 | 9.6067
7670 | 200 | 0.64887 | 1.0676 | 9.9568 | 5 | 9.6067
7675 | 200 | 0.64887 | 1.0676 | 9.9568 | 5 | 9.6067
7680 | 200 | 0.64887 | 1.0676 | 9.9568 | 5 | 9.6067
7685 | 200 | 0.64887 | 1.0676 | 9.9568 | 5 | 9.6067
7690 | 200 | 0.64887 | 1.0676 | 9.9568 | 5 | 9.6067
7695 | 200 | 0.64887 | 1.0676 | 9.9568 | 5 | 9.6067
7700 | 200 | 0.64887 | 1.0676 | 9.9568 | 5 | 9.6067
7705 | 200 | 0.64887 | 1.0676 | 9.9568 | 5 | 9.6067
7710 | 200 | 0.64887 | 1.0676 | 9.9568 | 5 | 9.6067
7715 | 200 | 0.64887 | 1.0676 | 9.9568 | 5 | 9.6067
7720 | 200 | 0.64887 | 1.0676 | 9.9568 | 5 | 9.6067
7725 | 200 | 0.64887 | 1.0676 | 9.9568 | 5 | 9.6067
7730 | 200 | 0.64887 | 1.0676 | 9.9568 | 5 | 9.6067
7735 | 200 | 0.64887 | 1.0676 | 9.9568 | 5 | 9.6067
7740 | 200 | 0.64887 | 1.0676 | 9.9568 | 5 | 9.6067
7745 | 200 | 0.64887 | 1.0676 | 9.9568 | 5 | 9.6067
7750 | 200 | 0.64887 | 1.0676 | 9.9568 | 5 | 9.6067
7755 | 200 | 0.64887 | 1.0676 | 9.9568 | 5 | 9.6067
7760 | 200 | 0.64887 | 1.0676 | 9.9568 | 5 | 9.6067
7765 | 200 | 0.64887 | 1.0676 | 9.9568 | 5 | 9.6067
7770 | 200 | 0.64887 | 1.0676 | 9.9568 | 5 | 9.6067
7775 | 200 | 0.64887 | 1.0676 | 9.9568 | 5 | 9.6067
7780 | 200 | 0.64887 | 1.0676 | 9.9568 | 5 | 9.6067
7785 | 200 | 0.64887 | 1.0676 | 9.9568 | 5 | 9.6067
7790 | 200 | 0.64887 | 1.0676 | 9.9568 | 5 | 9.6067
7795 | 200 | 0.64887 | 1.0676 | 9.9568 | 5 | 9.6067
7800 | 200 | 0.64887 | 1.0676 | 9.9568 | 5 | 9.6067
7805 | 200 | 0.64887 | 1.0676 | 9.9568 | 5 | 9.6067
7810 | 200 | 0.64887 | 1.0676 | 9.9568 | 5 | 9.6067
7815 | 200 | 0.64887 | 1.0676 | 9.9568 | 5 | 9.6067
7820 | 200 | 0.64887 | 1.0676 | 9.9568 | 5 | 9.6067
7825 | 200 | 0.64887 | 1.0676 | 9.9568 | 5 | 9.6067
7830 | 200 | 0.64887 | 1.0676 | 9.9568 | 5 | 9.6067
7835 | 200 | 0.64887 | 1.0676 | 9.9568 | 5 | 9.6067
7840 | 200 | 0.64887 | 1.0676 | 9.9568 | 5 | 9.6067
7845 | 200 | 0.64887 | 1.0676 | 9.9568 | 5 | 9.6067
7850 | 200 | 0.64887 | 1.0676 | 9.9568 | 5 | 9.6067
7855 | 200 | 0.64887 | 1.0676 | 9.9568 | 5 | 9.6067
7860 | 200 | 0.64887 | 1.0676 | 9.9568 | 5 | 9.6067
7865 | 200 | 0.64887 | 1.0676 | 9.9568 | 5 | 9.6067
7870 | 200 | 0.64887 | 1.0676 | 9.9568 | 5 | 9.6067
7875 | 200 | 0.64887 | 1.0676 | 9.9568 | 5 | 9.6067
7880 | 200 | 0.64887 | 1.0676 | 9.9568 | 5 | 9.6067
7885 | 200 | 0.64887 | 1.0676 | 9.9568 | 5 | 9.6067
7890 | 200 | 0.64887 | 1.0676 | 9.9568 | 5 | 9.6067
7895 | 200 | 0.64887 | 1.0676 | 9.9568 | 5 | 9.6067
7900 | 200 | 0.64887 | 1.0676 | 9.9568 | 5 | 9.6067
7905 | 200 | 0.64887 | 1.0676 | 9.9568 | 5 | 9.6067
7910 | 200 | 0.64887 | 1.0676 | 9.9568 | 5 | 9.6067
7915 | 200 | 0.64887 | 1.0676 | 9.9568 | 5 | 9.6067
7920 | 200 | 0.64887 | 1.0676 | 9.9568 | 5 | 9.6067
7925 | 200 | 0.64887 | 1.0676 | 9.9568 | 5 | 9.6067
7930 | 200 | 0.64887 | 1.0676 | 9.9568 | 5 | 9.6067
7935 | 200 | 0.64887 | 1.0676 | 9.9568 | 5 | 9.6067
7940 | 200 | 0.64887 | 1.0676 | 9.9568 | 5 | 9.6067
7945 | 200 | 0.64887 | 1.0676 | 9.9568 | 5 | 9.6067
7950 | 200 | 0.64887 | 1.0676 | 9.9568 | 5 | 9.6067
7955 | 200 | 0.64887 | 1.0676 | 9.9568 | 5 | 9.6067
7960 | 200 | 0.64887 | 1.0676 | 9.9568 | 5 | 9.6067
7965 | 200 | 0.64887 | 1.0676 | 9.9568 | 5 | 9.6067
7970 | 200 | 0.64887 | 1.0676 | 9.9568 | 5 | 9.6067
7975 | 200 | 0.64887 | 1.0676 | 9.9568 | 5 | 9.6067
7980 | 200 | 0.64887 | 1.0676 | 9.9568 | 5 | 9.6067
7985 | 200 | 0.64887 | 1.0676 | 9.9568 | 5 | 9.6067
7990 | 200 | 0.64887 | 1.0676 | 9.9568 | 5 | 9.6067
7995 | 200 | 0.64887 | 1.0676 | 9.9568 | 5 | 9.6067
8000 | 200 | 0.64887 | 1.0676 | 9.9568 | 5 | 9.6067
8005 | 200 | 0.64887 | 1.0676 | 9.9568 | 5 | 9.6067
8010 | 200 | 0.64887 | 1.0676 | 9.9568 | 5 | 9.6067
8015 | 200 | 0.64887 | 1.0676 | 9.9568 | 5 | 9.6067
8020 | 200 | 0.64887 | 1.0676 | 9.9568 | 5 | 9.6067
8025 | 200 | 0.64887 | 1.0676 | 9.9568 | 5 | 9.6067
8030 | 200 | 0.64887 | 1.0676 | 9.9568 | 5 | 9.6067
8035 | 200 | 0.64887 | 1.0676 | 9.9568 | 5 | 9.6067
8040 | 200 | 0.64887 | 1.0676 | 9.9568 | 5 | 9.6067
8045 | 200 | 0.64887 | 1.0676 | 9.9568 | 5 | 9.6067
8050 | 200 | 0.64887 | 1.0676 | 9.9568 | 5 | 9.6067
8055 | 200 | 0.64887 | 1.0676 | 9.9568 | 5 | 9.6067
8060 | 200 | 0.64887 | 1.0676 | 9.9568 | 5 | 9.6067
8065 | 200 | 0.64887 | 1.0676 | 9.9568 | 5 | 9.6067
8070 | 200 | 0.64887 | 1.0676 | 9.9568 | 5 | 9.6067
8075 | 200 | 0.64887 | 1.0676 | 9.9568 | 5 | 9.6067
8080 | 200 | 0.64887 | 1.0676 | 9.9568 | 5 | 9.6067
8085 | 200 | 0.64887 | 1.0676 | 9.9568 | 5 | 9.6067
8090 | 200 | 0.64887 | 1.0676 | 9.9568 | 5 | 9.6067
8095 | 200 | 0.64887 | 1.0676 | 9.9568 | 5 | 9.6067
8100 | 200 | 0.64887 | 1.0676 | 9.9568 | 5 | 9.6067
8105 | 200 | 0.64887 | 1.0676 | 9.9568 | 5 | 9.6067
8110 | 200 | 0.64887 | 1.0676 | 9.9568 | 5 | 9.6067
8115 | 200 | 0.64887 | 1.0676 | 9.9568 | 5 | 9.6067
8120 | 200 | 0.64887 | 1.0676 | 9.9568 | 5 | 9.6067
8125 | 200 | 0.64887 | 1.0676 | 9.9568 | 5 | 9.6067
8130 | 200 | 0.64887 | 1.0676 | 9.9568 | 5 | 9.6067
8135 | 200 | 0.64887 | 1.0676 | 9.9568 | 5 | 9.6067
8140 | 200 | 0.64887 | 1.0676 | 9.9568 | 5 | 9.6067
8145 | 200 | 0.64887 | 1.0676 | 9.9568 | 5 | 9.6067
8150 | 200 | 0.64887 | 1.0676 | 9.9568 | 5 | 9.6067
8155 | 200 | 0.64887 | 1.0676 | 9.9568 | 5 | 9.6067
8160 | 200 | 0.64887 | 1.0676 | 9.9568 | 5 | 9.6067
8165 | 200 | 0.64887 | 1.0676 | 9.9568 | 5 | 9.6067
8170 | 200 | 0.64887 | 1.0676 | 9.9568 | 5 | 9.6067
8175 | 200 | 0.64887 | 1.0676 | 9.9568 | 5 | 9.6067
8180 | 200 | 0.64887 | 1.0676 | 9.9568 | 5 | 9.6067
8185 | 200 | 0.64887 | 1.0676 | 9.9568 | 5 | 9.6067
8190 | 200 | 0.64887 | 1.0676 | 9.9568 | 5 | 9.6067
8195 | 200 | 0.64887 | 1.0676 | 9.9568 | 5 | 9.6067
8200 | 200 | 0.64887 | 1.0676 | 9.9568 | 5 | 9.6067
8205 | 200 | 0.64887 | 1.0676 | 9.9568 | 5 | 9.6067
8210 | 200 | 0.64887 | 1.0676 | 9.9568 | 5 | 9.6067
8215 | 200 | 0.64887 | 1.0676 | 9.9568 | 5 | 9.6067
8220 | 200 | 0.64887 | 1.0676 | 9.9568 | 5 | 9.6067
8225 | 200 | 0.64887 | 1.0676 | 9.9568 | 5 | 9.6067
8230 | 200 | 0.64887 | 1.0676 | 9.9568 | 5 | 9.6067
8235 | 200 | 0.64887 | 1.0676 | 9.9568 | 5 | 9.6067
8240 | 200 | 0.64887 | 1.0676 | 9.9568 | 5 | 9.6067
8245 | 200 | 0.64887 | 1.0676 | 9.9568 | 5 | 9.6067
8250 | 200 | 0.64887 | 1.0676 | 9.9568 | 5 | 9.6067
8255 | 200 | 0.64887 | 1.0676 | 9.9568 | 5 | 9.6067
8260 | 200 | 0.64887 | 1.0676 | 9.9568 | 5 | 9.6067
8265 | 200 | 0.64887 | 1.0676 | 9.9568 | 5 | 9.6067
8270 | 200 | 0.64887 | 1.0676 | 9.9568 | 5 | 9.6067
8275 | 200 | 0.64887 | 1.0676 | 9.9568 | 5 | 9.6067
8280 | 200 | 0.64887 | 1.0676 | 9.9568 | 5 | 9.6067
8285 | 200 | 0.64887 | 1.0676 | 9.9568 | 5 | 9.6067
8290 | 200 | 0.64887 | 1.0676 | 9.9568 | 5 | 9.6067
8295 | 200 | 0.64887 | 1.0676 | 9.9568 | 5 | 9.6067
8300 | 200 | 0.64887 | 1.0676 | 9.9568 | 5 | 9.6067
8305 | 200 | 0.64887 | 1.0676 | 9.9568 | 5 | 9.6067
8310 | 200 | 0.64887 | 1.0676 | 9.9568 | 5 | 9.6067
8315 | 200 | 0.64887 | 1.0676 | 9.9568 | 5 | 9.6067
8320 | 200 | 0.64887 | 1.0676 | 9.9568 | 5 | 9.6067
8325 | 200 | 0.64887 | 1.0676 | 9.9568 | 5 | 9.6067
8330 | 200 | 0.64887 | 1.0676 | 9.9568 | 5 | 9.6067
8335 | 200 | 0.64887 | 1.0676 | 9.9568 | 5 | 9.6067
8340 | 200 | 0.64887 | 1.0676 | 9.9568 | 5 | 9.6067
8345 | 200 | 0.64887 | 1.0676 | 9.9568 | 5 | 9.6067
8350 | 200 | 0.64887 | 1.0676 | 9.9568 | 5 | 9.6067
8355 | 200 | 0.64887 | 1.0676 | 9.9568 | 5 | 9.6067
8360 | 200 | 0.64887 | 1.0676 | 9.9568 | 5 | 9.6067
8365 | 200 | 0.64887 | 1.0676 | 9.9568 | 5 | 9.6067
8370 | 200 | 0.64887 | 1.0676 | 9.9568 | 5 | 9.6067
8375 | 200 | 0.64887 | 1.0676 | 9.9568 | 5 | 9.6067
8380 | 200 | 0.64887 | 1.0676 | 9.9568 | 5 | 9.6067
8385 | 200 | 0.64887 | 1.0676 | 9.9568 | 5 | 9.6067
8390 | 200 | 0.64887 | 1.0676 | 9.9568 | 5 | 9.6067
8395 | 200 | 0.64887 | 1.0676 | 9.9568 | 5 | 9.6067
8400 | 200 | 0.64887 | 1.0676 | 9.9568 | 5 | 9.6067
8405 | 200 | 0.64887 | 1.0676 | 9.9568 | 5 | 9.6067
8410 | 200 | 0.64887 | 1.0676 | 9.9568 | 5 | 9.6067
8415 | 200 | 0.64887 | 1.0676 | 9.9568 | 5 | 9.6067
8420 | 200 | 0.64887 | 1.0676 | 9.9568 | 5 | 9.6067
8425 | 200 | 0.64887 | 1.0676 | 9.9568 | 5 | 9.6067
8430 | 200 | 0.64887 | 1.0676 | 9.9568 | 5 | 9.6067
8435 | 200 | 0.64887 | 1.0676 | 9.9568 | 5 | 9.6067
8440 | 200 | 0.64887 | 1.0676 | 9.9568 | 5 | 9.6067
8445 | 200 | 0.64887 | 1.0676 | 9.9568 | 5 | 9.6067
8450 | 200 | 0.64887 | 1.0676 | 9.9568 | 5 | 9.6067
8455 | 200 | 0.64887 | 1.0676 | 9.9568 | 5 | 9.6067
8460 | 200 | 0.64887 | 1.0676 | 9.9568 | 5 | 9.6067
8465 | 200 | 0.64887 | 1.0676 | 9.9568 | 5 | 9.6067
8470 | 200 | 0.64887 | 1.0676 | 9.9568 | 5 | 9.6067
8475 | 200 | 0.64887 | 1.0676 | 9.9568 | 5 | 9.6067
8480 | 200 | 0.64887 | 1.0676 | 9.9568 | 5 | 9.6067
8485 | 200 | 0.64887 | 1.0676 | 9.9568 | 5 | 9.6067
8490 | 200 | 0.64887 | 1.0676 | 9.9568 | 5 | 9.6067
8495 | 200 | 0.64887 | 1.0676 | 9.9568 | 5 | 9.6067
8500 | 200 | 0.64887 | 1.0676 | 9.9568 | 5 | 9.6067
8505 | 200 | 0.64887 | 1.0676 | 9.9568 | 5 | 9.6067
8510 | 200 | 0.64887 | 1.0676 | 9.9568 | 5 | 9.6067
8515 | 200 | 0.64887 | 1.0676 | 9.9568 | 5 | 9.6067
8520 | 200 | 0.64887 | 1.0676 | 9.9568 | 5 | 9.6067
8525 | 200 | 0.64887 | 1.0676 | 9.9568 | 5 | 9.6067
8530 | 200 | 0.64887 | 1.0676 | 9.9568 | 5 | 9.6067
8535 | 200 | 0.64887 | 1.0676 | 9.9568 | 5 | 9.6067
8540 | 200 | 0.64887 | 1.0676 | 9.9568 | 5 | 9.6067
8545 | 200 | 0.64887 | 1.0676 | 9.9568 | 5 | 9.6067
8550 | 200 | 0.64887 | 1.0676 | 9.9568 | 5 | 9.6067
8555 | 200 | 0.64887 | 1.0676 | 9.9568 | 5 | 9.6067
8560 | 200 | 0.64887 | 1.0676 | 9.9568 | 5 | 9.6067
8565 | 200 | 0.64887 | 1.0676 | 9.9568 | 5 | 9.6067
8570 | 200 | 0.64887 | 1.0676 | 9.9568 | 5 | 9.6067
8575 | 200 | 0.64887 | 1.0676 | 9.9568 | 5 | 9.6067
8580 | 200 | 0.64887 | 1.0676 | 9.9568 | 5 | 9.6067
8585 | 200 | 0.64887 | 1.0676 | 9.9568 | 5 | 9.6067
8590 | 200 | 0.64887 | 1.0676 | 9.9568 | 5 | 9.6067
8595 | 200 | 0.64887 | 1.0676 | 9.9568 | 5 | 9.6067
8600 | 200 | 0.64887 | 1.0676 | 9.9568 | 5 | 9.6067
8605 | 200 | 0.64887 | 1.0676 | 9.9568 | 5 | 9.6067
8610 | 200 | 0.64887 | 1.0676 | 9.9568 | 5 | 9.6067
8615 | 200 | 0.64887 | 1.0676 | 9.9568 | 5 | 9.6067
8620 | 200 | 0.64887 | 1.0676 | 9.9568 | 5 | 9.6067
8625 | 200 | 0.64887 | 1.0676 | 9.9568 | 5 | 9.6067
8630 | 200 | 0.64887 | 1.0676 | 9.9568 | 5 | 9.6067
8635 | 200 | 0.64887 | 1.0676 | 9.9568 | 5 | 9.6067
8640 | 200 | 0.64887 | 1.0676 | 9.9568 | 5 | 9.6067
8645 | 200 | 0.64887 | 1.0676 | 9.9568 | 5 | 9.6067
8650 | 200 | 0.64887 | 1.0676 | 9.9568 | 5 | 9.6067
8655 | 200 | 0.64887 | 1.0676 | 9.9568 | 5 | 9.6067
8660 | 200 | 0.64887 | 1.0676 | 9.9568 | 5 | 9.6067
8665 | 200 | 0.64887 | 1.0676 | 9.9568 | 5 | 9.6067
8670 | 200 | 0.64887 | 1.0676 | 9.9568 | 5 | 9.6067
8675 | 200 | 0.64887 | 1.0676 | 9.9568 | 5 | 9.6067
8680 | 200 | 0.64887 | 1.0676 | 9.9568 | 5 | 9.6067
8685 | 200 | 0.64887 | 1.0676 | 9.9568 | 5 | 9.6067
8690 | 200 | 0.64887 | 1.0676 | 9.9568 | 5 | 9.6067
8695 | 200 | 0.64887 | 1.0676 | 9.9568 | 5 | 9.6067
8700 | 200 | 0.64887 | 1.0676 | 9.9568 | 5 | 9.6067
8705 | 200 | 0.64887 | 1.0676 | 9.9568 | 5 | 9.6067
8710 | 200 | 0.64887 | 1.0676 | 9.9568 | 5 | 9.6067
8715 | 200 | 0.64887 | 1.0676 | 9.9568 | 5 | 9.6067
8720 | 200 | 0.64887 | 1.0676 | 9.9568 | 5 | 9.6067
8725 | 200 | 0.64887 | 1.0676 | 9.9568 | 5 | 9.6067
8730 | 200 | 0.64887 | 1.0676 | 9.9568 | 5 | 9.6067
8735 | 200 | 0.64887 | 1.0676 | 9.9568 | 5 | 9.6067
8740 | 200 | 0.64887 | 1.0676 | 9.9568 | 5 | 9.6067
8745 | 200 | 0.64887 | 1.0676 | 9.9568 | 5 | 9.6067
8750 | 200 | 0.64887 | 1.0676 | 9.9568 | 5 | 9.6067
8755 | 200 | 0.64887 | 1.0676 | 9.9568 | 5 | 9.6067
8760 | 200 | 0.64887 | 1.0676 | 9.9568 | 5 | 9.6067
8765 | 200 | 0.64887 | 1.0676 | 9.9568 | 5 | 9.6067
8770 | 200 | 0.64887 | 1.0676 | 9.9568 | 5 | 9.6067
8775 | 200 | 0.64887 | 1.0676 | 9.9568 | 5 | 9.6067
8780 | 200 | 0.64887 | 1.0676 | 9.9568 | 5 | 9.6067
8785 | 200 | 0.64887 | 1.0676 | 9.9568 | 5 | 9.6067
8790 | 200 | 0.64887 | 1.0676 | 9.9568 | 5 | 9.6067
8795 | 200 | 0.64887 | 1.0676 | 9.9568 | 5 | 9.6067
8800 | 200 | 0.64887 | 1.0676 | 9.9568 | 5 | 9.6067
8805 | 200 | 0.64887 | 1.0676 | 9.9568 | 5 | 9.6067
8810 | 200 | 0.64887 | 1.0676 | 9.9568 | 5 | 9.6067
8815 | 200 | 0.64887 | 1.0676 | 9.9568 | 5 | 9.6067
8820 | 200 | 0.64887 | 1.0676 | 9.9568 | 5 | 9.6067
8825 | 200 | 0.64887 | 1.0676 | 9.9568 | 5 | 9.6067
8830 | 200 | 0.64887 | 1.0676 | 9.9568 | 5 | 9.6067
8835 | 200 | 0.64887 | 1.0676 | 9.9568 | 5 | 9.6067
8840 | 200 | 0.64887 | 1.0676 | 9.9568 | 5 | 9.6067
8845 | 200 | 0.64887 | 1.0676 | 9.9568 | 5 | 9.6067
8850 | 200 | 0.64887 | 1.0676 | 9.9568 | 5 | 9.6067
8855 | 200 | 0.64887 | 1.0676 | 9.9568 | 5 | 9.6067
8860 | 200 | 0.64887 | 1.0676 | 9.9568 | 5 | 9.6067
8865 | 200 | 0.64887 | 1.0676 | 9.9568 | 5 | 9.6067
8870 | 200 | 0.64887 | 1.0676 | 9.9568 | 5 | 9.6067
8875 | 200 | 0.64887 | 1.0676 | 9.9568 | 5 | 9.6067
8880 | 200 | 0.64887 | 1.0676 | 9.9568 | 5 | 9.6067
8885 | 200 | 0.64887 | 1.0676 | 9.9568 | 5 | 9.6067
8890 | 200 | 0.64887 | 1.0676 | 9.9568 | 5 | 9.6067
8895 | 200 | 0.64887 | 1.0676 | 9.9568 | 5 | 9.6067
8900 | 200 | 0.64887 | 1.0676 | 9.9568 | 5 | 9.6067
8905 | 200 | 0.64887 | 1.0676 | 9.9568 | 5 | 9.6067
8910 | 200 | 0.64887 | 1.0676 | 9.9568 | 5 | 9.6067
8915 | 200 | 0.64887 | 1.0676 | 9.9568 | 5 | 9.6067
8920 | 200 | 0.64887 | 1.0676 | 9.9568 | 5 | 9.6067
8925 | 200 | 0.64887 | 1.0676 | 9.9568 | 5 | 9.6067
8930 | 200 | 0.64887 | 1.0676 | 9.9568 | 5 | 9.6067
8935 | 200 | 0.64887 | 1.0676 | 9.9568 | 5 | 9.6067
8940 | 200 | 0.64887 | 1.0676 | 9.9568 | 5 | 9.6067
8945 | 200 | 0.64887 | 1.0676 | 9.9568 | 5 | 9.6067
8950 | 200 | 0.64887 | 1.0676 | 9.9568 | 5 | 9.6067
8955 | 200 | 0.64887 | 1.0676 | 9.9568 | 5 | 9.6067
8960 | 200 | 0.64887 | 1.0676 | 9.9568 | 5 | 9.6067
8965 | 200 | 0.64887 | 1.0676 | 9.9568 | 5 | 9.6067
8970 | 200 | 0.64887 | 1.0676 | 9.9568 | 5 | 9.6067
8975 | 200 | 0.64887 | 1.0676 | 9.9568 | 5 | 9.6067
8980 | 200 | 0.64887 | 1.0676 | 9.9568 | 5 | 9.6067
8985 | 200 | 0.64887 | 1.0676 | 9.9568 | 5 | 9.6067
8990 | 200 | 0.64887 | 1.0676 | 9.9568 | 5 | 9.6067
8995 | 200 | 0.64887 | 1.0676 | 9.9568 | 5 | 9.6067
9000 | 200 | 0.64887 | 1.0676 | 9.9568 | 5 | 9.6067
9005 | 200 | 0.64887 | 1.0676 | 9.9568 | 5 | 9.6067
9010 | 200 | 0.64887 | 1.0676 | 9.9568 | 5 | 9.6067
9015 | 200 | 0.64887 | 1.0676 | 9.9568 | 5 | 9.6067
9020 | 200 | 0.64887 | 1.0676 | 9.9568 | 5 | 9.6067
9025 | 200 | 0.64887 | 1.0676 | 9.9568 | 5 | 9.6067
9030 | 200 | 0.64887 | 1.0676 | 9.9568 | 5 | 9.6067
9035 | 200 | 0.64887 | 1.0676 | 9.9568 | 5 | 9.6067
9040 | 200 | 0.64887 | 1.0676 | 9.9568 | 5 | 9.6067
9045 | 200 | 0.64887 | 1.0676 | 9.9568 | 5 | 9.6067
9050 | 200 | 0.64887 | 1.0676 | 9.9568 | 5 | 9.6067
9055 | 200 | 0.64887 | 1.0676 | 9.9568 | 5 | 9.6067
9060 | 200 | 0.64887 | 1.0676 | 9.9568 | 5 | 9.6067
9065 | 200 | 0.64887 | 1.0676 | 9.9568 | 5 | 9.6067
9070 | 200 | 0.64887 | 1.0676 | 9.9568 | 5 | 9.6067
9075 | 200 | 0.64887 | 1.0676 | 9.9568 | 5 | 9.6067
9080 | 200 | 0.64887 | 1.0676 | 9.9568 | 5 | 9.6067
9085 | 200 | 0.64887 | 1.0676 | 9.9568 | 5 | 9.6067
9090 | 200 | 0.64887 | 1.0676 | 9.9568 | 5 | 9.6067
9095 | 200 | 0.64887 | 1.0676 | 9.9568 | 5 | 9.6067
9100 | 200 | 0.64887 | 1.0676 | 9.9568 | 5 | 9.6067
9105 | 200 | 0.64887 | 1.0676 | 9.9568 | 5 | 9.6067
9110 | 200 | 0.64887 | 1.0676 | 9.9568 | 5 | 9.6067
9115 | 200 | 0.64887 | 1.0676 | 9.9568 | 5 | 9.6067
9120 | 200 | 0.64887 | 1.0676 | 9.9568 | 5 | 9.6067
9125 | 200 | 0.64887 | 1.0676 | 9.9568 | 5 | 9.6067
9130 | 200 | 0.64887 | 1.0676 | 9.9568 | 5 | 9.6067
9135 | 200 | 0.64887 | 1.0676 | 9.9568 | 5 | 9.6067
9140 | 200 | 0.64887 | 1.0676 | 9.9568 | 5 | 9.6067
9145 | 200 | 0.64887 | 1.0676 | 9.9568 | 5 | 9.6067
9150 | 200 | 0.64887 | 1.0676 | 9.9568 | 5 | 9.6067
9155 | 200 | 0.64887 | 1.0676 | 9.9568 | 5 | 9.6067
9160 | 200 | 0.64887 | 1.0676 | 9.9568 | 5 | 9.6067
9165 | 200 | 0.64887 | 1.0676 | 9.9568 | 5 | 9.6067
9170 | 200 | 0.64887 | 1.0676 | 9.9568 | 5 | 9.6067
9175 | 200 | 0.64887 | 1.0676 | 9.9568 | 5 | 9.6067
9180 | 200 | 0.64887 | 1.0676 | 9.9568 | 5 | 9.6067
9185 | 200 | 0.64887 | 1.0676 | 9.9568 | 5 | 9.6067
9190 | 200 | 0.64887 | 1.0676 | 9.9568 | 5 | 9.6067
9195 | 200 | 0.64887 | 1.0676 | 9.9568 | 5 | 9.6067
9200 | 200 | 0.64887 | 1.0676 | 9.9568 | 5 | 9.6067
9205 | 200 | 0.64887 | 1.0676 | 9.9568 | 5 | 9.6067
9210 | 200 | 0.64887 | 1.0676 | 9.9568 | 5 | 9.6067
9215 | 200 | 0.64887 | 1.0676 | 9.9568 | 5 | 9.6067
9220 | 200 | 0.64887 | 1.0676 | 9.9568 | 5 | 9.6067
9225 | 200 | 0.64887 | 1.0676 | 9.9568 | 5 | 9.6067
9230 | 200 | 0.64887 | 1.0676 | 9.9568 | 5 | 9.6067
9235 | 200 | 0.64887 | 1.0676 | 9.9568 | 5 | 9.6067
9240 | 200 | 0.64887 | 1.0676 | 9.9568 | 5 | 9.6067
9245 | 200 | 0.64887 | 1.0676 | 9.9568 | 5 | 9.6067
9250 | 200 | 0.64887 | 1.0676 | 9.9568 | 5 | 9.6067
9255 | 200 | 0.64887 | 1.0676 | 9.9568 | 5 | 9.6067
9260 | 200 | 0.64887 | 1.0676 | 9.9568 | 5 | 9.6067
9265 | 200 | 0.64887 | 1.0676 | 9.9568 | 5 | 9.6067
9270 | 200 | 0.64887 | 1.0676 | 9.9568 | 5 | 9.6067
9275 | 200 | 0.64887 | 1.0676 | 9.9568 | 5 | 9.6067
9280 | 200 | 0.64887 | 1.0676 | 9.9568 | 5 | 9.6067
9285 | 200 | 0.64887 | 1.0676 | 9.9568 | 5 | 9.6067
9290 | 200 | 0.64887 | 1.0676 | 9.9568 | 5 | 9.6067
9295 | 200 | 0.64887 | 1.0676 | 9.9568 | 5 | 9.6067
9300 | 200 | 0.64887 | 1.0676 | 9.9568 | 5 | 9.6067
9305 | 200 | 0.64887 | 1.0676 | 9.9568 | 5 | 9.6067
9310 | 200 | 0.64887 | 1.0676 | 9.9568 | 5 | 9.6067
9315 | 200 | 0.64887 | 1.0676 | 9.9568 | 5 | 9.6067
9320 | 200 | 0.64887 | 1.0676 | 9.9568 | 5 | 9.6067
9325 | 200 | 0.64887 | 1.0676 | 9.9568 | 5 | 9.6067
9330 | 200 | 0.64887 | 1.0676 | 9.9568 | 5 | 9.6067
9335 | 200 | 0.64887 | 1.0676 | 9.9568 | 5 | 9.6067
9340 | 200 | 0.64887 | 1.0676 | 9.9568 | 5 | 9.6067
9345 | 200 | 0.64887 | 1.0676 | 9.9568 | 5 | 9.6067
9350 | 200 | 0.64887 | 1.0676 | 9.9568 | 5 | 9.6067
9355 | 200 | 0.64887 | 1.0676 | 9.9568 | 5 | 9.6067
9360 | 200 | 0.64887 | 1.0676 | 9.9568 | 5 | 9.6067
9365 | 200 | 0.64887 | 1.0676 | 9.9568 | 5 | 9.6067
9370 | 200 | 0.64887 | 1.0676 | 9.9568 | 5 | 9.6067
9375 | 200 | 0.64887 | 1.0676 | 9.9568 | 5 | 9.6067
9380 | 200 | 0.64887 | 1.0676 | 9.9568 | 5 | 9.6067
9385 | 200 | 0.64887 | 1.0676 | 9.9568 | 5 | 9.6067
9390 | 200 | 0.64887 | 1.0676 | 9.9568 | 5 | 9.6067
9395 | 200 | 0.64887 | 1.0676 | 9.9568 | 5 | 9.6067
9400 | 200 | 0.64887 | 1.0676 | 9.9568 | 5 | 9.6067
9405 | 200 | 0.64887 | 1.0676 | 9.9568 | 5 | 9.6067
9410 | 200 | 0.64887 | 1.0676 | 9.9568 | 5 | 9.6067
9415 | 200 | 0.64887 | 1.0676 | 9.9568 | 5 | 9.6067
9420 | 200 | 0.64887 | 1.0676 | 9.9568 | 5 | 9.6067
9425 | 200 | 0.64887 | 1.0676 | 9.9568 | 5 | 9.6067
9430 | 200 | 0.64887 | 1.0676 | 9.9568 | 5 | 9.6067
9435 | 200 | 0.64887 | 1.0676 | 9.9568 | 5 | 9.6067
9440 | 200 | 0.64887 | 1.0676 | 9.9568 | 5 | 9.6067
9445 | 200 | 0.64887 | 1.0676 | 9.9568 | 5 | 9.6067
9450 | 200 | 0.64887 | 1.0676 | 9.9568 | 5 | 9.6067
9455 | 200 | 0.64887 | 1.0676 | 9.9568 | 5 | 9.6067
9460 | 200 | 0.64887 | 1.0676 | 9.9568 | 5 | 9.6067
9465 | 200 | 0.64887 | 1.0676 | 9.9568 | 5 | 9.6067
9470 | 200 | 0.64887 | 1.0676 | 9.9568 | 5 | 9.6067
9475 | 200 | 0.64887 | 1.0676 | 9.9568 | 5 | 9.6067
9480 | 200 | 0.64887 | 1.0676 | 9.9568 | 5 | 9.6067
9485 | 200 | 0.64887 | 1.0676 | 9.9568 | 5 | 9.6067
9490 | 200 | 0.64887 | 1.0676 | 9.9568 | 5 | 9.6067
9495 | 200 | 0.64887 | 1.0676 | 9.9568 | 5 | 9.6067
9500 | 200 | 0.64887 | 1.0676 | 9.9568 | 5 | 9.6067
9505 | 200 | 0.64887 | 1.0676 | 9.9568 | 5 | 9.6067
9510 | 200 | 0.64887 | 1.0676 | 9.9568 | 5 | 9.6067
9515 | 200 | 0.64887 | 1.0676 | 9.9568 | 5 | 9.6067
9520 | 200 | 0.64887 | 1.0676 | 9.9568 | 5 | 9.6067
9525 | 200 | 0.64887 | 1.0676 | 9.9568 | 5 | 9.6067
9530 | 200 | 0.64887 | 1.0676 | 9.9568 | 5 | 9.6067
9535 | 200 | 0.64887 | 1.0676 | 9.9568 | 5 | 9.6067
9540 | 200 | 0.64887 | 1.0676 | 9.9568 | 5 | 9.6067
9545 | 200 | 0.64887 | 1.0676 | 9.9568 | 5 | 9.6067
9550 | 200 | 0.64887 | 1.0676 | 9.9568 | 5 | 9.6067
9555 | 200 | 0.64887 | 1.0676 | 9.9568 | 5 | 9.6067
9560 | 200 | 0.64887 | 1.0676 | 9.9568 | 5 | 9.6067
9565 | 200 | 0.64887 | 1.0676 | 9.9568 | 5 | 9.6067
9570 | 200 | 0.64887 | 1.0676 | 9.9568 | 5 | 9.6067
9575 | 200 | 0.64887 | 1.0676 | 9.9568 | 5 | 9.6067
9580 | 200 | 0.64887 | 1.0676 | 9.9568 | 5 | 9.6067
9585 | 200 | 0.64887 | 1.0676 | 9.9568 | 5 | 9.6067
9590 | 200 | 0.64887 | 1.0676 | 9.9568 | 5 | 9.6067
9595 | 200 | 0.64887 | 1.0676 | 9.9568 | 5 | 9.6067
9600 | 200 | 0.64887 | 1.0676 | 9.9568 | 5 | 9.6067
9605 | 200 | 0.64887 | 1.0676 | 9.9568 | 5 | 9.6067
9610 | 200 | 0.64887 | 1.0676 | 9.9568 | 5 | 9.6067
9615 | 200 | 0.64887 | 1.0676 | 9.9568 | 5 | 9.6067
9620 | 200 | 0.64887 | 1.0676 | 9.9568 | 5 | 9.6067
9625 | 200 | 0.64887 | 1.0676 | 9.9568 | 5 | 9.6067
9630 | 200 | 0.64887 | 1.0676 | 9.9568 | 5 | 9.6067
9635 | 200 | 0.64887 | 1.0676 | 9.9568 | 5 | 9.6067
9640 | 200 | 0.64887 | 1.0676 | 9.9568 | 5 | 9.6067
9645 | 200 | 0.64887 | 1.0676 | 9.9568 | 5 | 9.6067
9650 | 200 | 0.64887 | 1.0676 | 9.9568 | 5 | 9.6067
9655 | 200 | 0.64887 | 1.0676 | 9.9568 | 5 | 9.6067
9660 | 200 | 0.64887 | 1.0676 | 9.9568 | 5 | 9.6067
9665 | 200 | 0.64887 | 1.0676 | 9.9568 | 5 | 9.6067
9670 | 200 | 0.64887 | 1.0676 | 9.9568 | 5 | 9.6067
9675 | 200 | 0.64887 | 1.0676 | 9.9568 | 5 | 9.6067
9680 | 200 | 0.64887 | 1.0676 | 9.9568 | 5 | 9.6067
9685 | 200 | 0.64887 | 1.0676 | 9.9568 | 5 | 9.6067
9690 | 200 | 0.64887 | 1.0676 | 9.9568 | 5 | 9.6067
9695 | 200 | 0.64887 | 1.0676 | 9.9568 | 5 | 9.6067
9700 | 200 | 0.64887 | 1.0676 | 9.9568 | 5 | 9.6067
9705 | 200 | 0.64887 | 1.0676 | 9.9568 | 5 | 9.6067
9710 | 200 | 0.64887 | 1.0676 | 9.9568 | 5 | 9.6067
9715 | 200 | 0.64887 | 1.0676 | 9.9568 | 5 | 9.6067
9720 | 200 | 0.64887 | 1.0676 | 9.9568 | 5 | 9.6067
9725 | 200 | 0.64887 | 1.0676 | 9.9568 | 5 | 9.6067
9730 | 200 | 0.64887 | 1.0676 | 9.9568 | 5 | 9.6067
9735 | 200 | 0.64887 | 1.0676 | 9.9568 | 5 | 9.6067
9740 | 200 | 0.64887 | 1.0676 | 9.9568 | 5 | 9.6067
9745 | 200 | 0.64887 | 1.0676 | 9.9568 | 5 | 9.6067
9750 | 200 | 0.64887 | 1.0676 | 9.9568 | 5 | 9.6067
9755 | 200 | 0.64887 | 1.0676 | 9.9568 | 5 | 9.6067
9760 | 200 | 0.64887 | 1.0676 | 9.9568 | 5 | 9.6067
9765 | 200 | 0.64887 | 1.0676 | 9.9568 | 5 | 9.6067
9770 | 200 | 0.64887 | 1.0676 | 9.9568 | 5 | 9.6067
9775 | 200 | 0.64887 | 1.0676 | 9.9568 | 5 | 9.6067
9780 | 200 | 0.64887 | 1.0676 | 9.9568 | 5 | 9.6067
9785 | 200 | 0.64887 | 1.0676 | 9.9568 | 5 | 9.6067
9790 | 200 | 0.64887 | 1.0676 | 9.9568 | 5 | 9.6067
9795 | 200 | 0.64887 | 1.0676 | 9.9568 | 5 | 9.6067
9800 | 200 | 0.64887 | 1.0676 | 9.9568 | 5 | 9.6067
9805 | 200 | 0.64887 | 1.0676 | 9.9568 | 5 | 9.6067
9810 | 200 | 0.64887 | 1.0676 | 9.9568 | 5 | 9.6067
9815 | 200 | 0.64887 | 1.0676 | 9.9568 | 5 | 9.6067
9820 | 200 | 0.64887 | 1.0676 | 9.9568 | 5 | 9.6067
9825 | 200 | 0.64887 | 1.0676 | 9.9568 | 5 | 9.6067
9830 | 200 | 0.64887 | 1.0676 | 9.9568 | 5 | 9.6067
9835 | 200 | 0.64887 | 1.0676 | 9.9568 | 5 | 9.6067
9840 | 200 | 0.64887 | 1.0676 | 9.9568 | 5 | 9.6067
9845 | 200 | 0.64887 | 1.0676 | 9.9568 | 5 | 9.6067
9850 | 200 | 0.64887 | 1.0676 | 9.9568 | 5 | 9.6067
9855 | 200 | 0.64887 | 1.0676 | 9.9568 | 5 | 9.6067
9860 | 200 | 0.64887 | 1.0676 | 9.9568 | 5 | 9.6067
9865 | 200 | 0.64887 | 1.0676 | 9.9568 | 5 | 9.6067
9870 | 200 | 0.64887 | 1.0676 | 9.9568 | 5 | 9.6067
9875 | 200 | 0.64887 | 1.0676 | 9.9568 | 5 | 9.6067
9880 | 200 | 0.64887 | 1.0676 | 9.9568 | 5 | 9.6067
9885 | 200 | 0.64887 | 1.0676 | 9.9568 | 5 | 9.6067
9890 | 200 | 0.64887 | 1.0676 | 9.9568 | 5 | 9.6067
9895 | 200 | 0.64887 | 1.0676 | 9.9568 | 5 | 9.6067
9900 | 200 | 0.64887 | 1.0676 | 9.9568 | 5 | 9.6067
9905 | 200 | 0.64887 | 1.0676 | 9.9568 | 5 | 9.6067
9910 | 200 | 0.64887 | 1.0676 | 9.9568 | 5 | 9.6067
9915 | 200 | 0.64887 | 1.0676 | 9.9568 | 5 | 9.6067
9920 | 200 | 0.64887 | 1.0676 | 9.9568 | 5 | 9.6067
9925 | 200 | 0.64887 | 1.0676 | 9.9568 | 5 | 9.6067
9930 | 200 | 0.64887 | 1.0676 | 9.9568 | 5 | 9.6067
9935 | 200 | 0.64887 | 1.0676 | 9.9568 | 5 | 9.6067
9940 | 200 | 0.64887 | 1.0676 | 9.9568 | 5 | 9.6067
9945 | 200 | 0.64887 | 1.0676 | 9.9568 | 5 | 9.6067
9950 | 200 | 0.64887 | 1.0676 | 9.9568 | 5 | 9.6067
9955 | 200 | 0.64887 | 1.0676 | 9.9568 | 5 | 9.6067
9960 | 200 | 0.64887 | 1.0676 | 9.9568 | 5 | 9.6067
9965 | 200 | 0.64887 | 1.0676 | 9.9568 | 5 | 9.6067
9970 | 200 | 0.64887 | 1.0676 | 9.9568 | 5 | 9.6067
9975 | 200 | 0.64887 | 1.0676 | 9.9568 | 5 | 9.6067
9980 | 200 | 0.64887 | 1.0676 | 9.9568 | 5 | 9.6067
9985 | 200 | 0.64887 | 1.0676 | 9.9568 | 5 | 9.6067
9990 | 200 | 0.64887 | 1.0676 | 9.9568 | 5 | 9.6067
9995 | 200 | 0.64887 | 1.0676 | 9.9568 | 5 | 9.6067
10000 | 200 | 0.64887 | 1.0676 | 9.9568 | 5 | 9.6067
10005 | 200 | 0.64887 | 1.0676 | 9.9568 | 5 | 9.6067
10010 | 200 | 0.64887 | 1.0676 | 9.9568 | 5 | 9.6067
10015 | 200 | 0.64887 | 1.0676 | 9.9568 | 5 | 9.6067
10020 | 200 | 0.64887 | 1.0676 | 9.9568 | 5 | 9.6067
10025 | 200 | 0.64887 | 1.0676 | 9.9568 | 5 | 9.6067
10030 | 200 | 0.64887 | 1.0676 | 9.9568 | 5 | 9.6067
10035 | 200 | 0.64887 | 1.0676 | 9.9568 | 5 | 9.6067
10040 | 200 | 0.64887 | 1.0676 | 9.9568 | 5 | 9.6067
10045 | 200 | 0.64887 | 1.0676 | 9.9568 | 5 | 9.6067
10050 | 200 | 0.64887 | 1.0676 | 9.9568 | 5 | 9.6067
10055 | 200 | 0.64887 | 1.0676 | 9.9568 | 5 | 9.6067
10060 | 200 | 0.64887 | 1.0676 | 9.9568 | 5 | 9.6067
10065 | 200 | 0.64887 | 1.0676 | 9.9568 | 5 | 9.6067
10070 | 200 | 0.64887 | 1.0676 | 9.9568 | 5 | 9.6067
10075 | 200 | 0.64887 | 1.0676 | 9.9568 | 5 | 9.6067
10080 | 200 | 0.64887 | 1.0676 | 9.9568 | 5 | 9.6067

## ChillerOnly
Time Step | Load (kW) | Efficiency (kW/TR) | Chiller Inlet Temp (degC) | Chiller Outlet Temp (degC) | Mass Flow Rate (kg/s)
0 | 200 | 0.64887 | 15 | 5 | 4.7619
5 | 200 | 0.64887 | 14.5238 | 5 | 5
10 | 200 | 0.64887 | 14.0703 | 5 | 5.25
15 | 200 | 0.64887 | 13.6384 | 5 | 5.5125
20 | 200 | 0.64887 | 13.227 | 5 | 5.7881
25 | 200 | 0.64887 | 12.8353 | 5 | 6.0775
30 | 200 | 0.64887 | 12.4622 | 5 | 6.3814
35 | 200 | 0.64887 | 12.1068 | 5 | 6.7005
40 | 200 | 0.64887 | 11.7684 | 5 | 7.0355
45 | 200 | 0.64887 | 11.4461 | 5 | 7.3873
50 | 200 | 0.64887 | 11.1391 | 5 | 7.7566
55 | 200 | 0.64887 | 10.8468 | 5 | 8.1445
60 | 200 | 0.64887 | 10.5684 | 5 | 8.5517
65 | 200 | 0.64887 | 10.3032 | 5 | 8.9793
70 | 200 | 0.64887 | 10.0507 | 5 | 9.4282
75 | 200 | 0.64887 | 9.8102 | 5 | 9.8997
80 | 200 | 0.64887 | 10.0633 | 5 | 9.4047
85 | 200 | 0.64887 | 9.8222 | 5 | 9.8749
90 | 200 | 0.64887 | 10.076 | 5 | 9.3812
95 | 200 | 0.64887 | 9.8343 | 5 | 9.8502
100 | 200 | 0.64887 | 10.0887 | 5 | 9.3577
105 | 200 | 0.64887 | 9.8464 | 5 | 9.8256
110 | 200 | 0.64887 | 10.1015 | 5 | 9.3343
115 | 200 | 0.64887 | 9.8586 | 5 | 9.801
120 | 200 | 0.64887 | 10.1143 | 5 | 9.311
125 | 200 | 0.64887 | 9.8708 | 5 | 9.7765
130 | 200 | 0.64887 | 10.1271 | 5 | 9.2877
135 | 200 | 0.64887 | 9.883 | 5 | 9.7521
140 | 200 | 0.64887 | 10.14 | 5 | 9.2645
145 | 200 | 0.64887 | 9.8952 | 5 | 9.7277
150 | 200 | 0.64887 | 10.1528 | 5 | 9.2413
155 | 200 | 0.64887 | 9.9075 | 5 | 9.7034
160 | 200 | 0.64887 | 10.1658 | 5 | 9.2182
165 | 200 | 0.64887 | 9.9198 | 5 | 9.6791
170 | 200 | 0.64887 | 10.1787 | 5 | 9.1952
175 | 200 | 0.64887 | 9.9321 | 5 | 9.6549
180 | 200 | 0.64887 | 10.1917 | 5 | 9.1722
185 | 200 | 0.64887 | 9.9445 | 5 | 9.6308
190 | 200 | 0.64887 | 10.2047 | 5 | 9.1493
195 | 200 | 0.64887 | 9.9568 | 5 | 9.6067
200 | 200 | 0.64887 | 9.9568 | 5 | 9.6067
205 | 200 | 0.64887 | 9.9568 | 5 | 9.6067
210 | 200 | 0.64887 | 9.9568 | 5 | 9.6067
215 | 200 | 0.64887 | 9.9568 | 5 | 9.6067
220 | 200 | 0.64887 | 9.9568 | 5 | 9.6067
225 | 200 | 0.64887 | 9.9568 | 5 | 9.6067
230 | 200 | 0.64887 | 9.9568 | 5 | 9.6067
235 | 200 | 0.64887 | 9.9568 | 5 | 9.6067
240 | 200 | 0.64887 | 9.9568 | 5 | 9.6067
245 | 200 | 0.64887 | 9.9568 | 5 | 9.6067
250 | 200 | 0.64887 | 9.9568 | 5 | 9.6067
255 | 200 | 0.64887 | 9.9568 | 5 | 9.6067
260 | 200 | 0.64887 | 9.9568 | 5 | 9.6067
265 | 200 | 0.64887 | 9.9568 | 5 | 9.6067
270 | 200 | 0.64887 | 9.9568 | 5 | 9.6067
275 | 200 | 0.64887 | 9.9568 | 5 | 9.6067
280 | 200 | 0.64887 | 9.9568 | 5 | 9.6067
285 | 200 | 0.64887 | 9.9568 | 5 | 9.6067
290 | 200 | 0.64887 | 9.9568 | 5 | 9.6067
295 | 200 | 0.64887 | 9.9568 | 5 | 9.6067
300 | 200 | 0.64887 | 9.9568 | 5 | 9.6067
305 | 200 | 0.64887 | 9.9568 | 5 | 9.6067
310 | 200 | 0.64887 | 9.9568 | 5 | 9.6067
315 | 200 | 0.64887 | 9.9568 | 5 | 9.6067
320 | 200 | 0.64887 | 9.9568 | 5 | 9.6067
325 | 200 | 0.64887 | 9.9568 | 5 | 9.6067
330 | 200 | 0.64887 | 9.9568 | 5 | 9.6067
335 | 200 | 0.64887 | 9.9568 | 5 | 9.6067
340 | 200 | 0.64887 | 9.9568 | 5 | 9.6067
345 | 200 | 0.64887 | 9.9568 | 5 | 9.6067
350 | 200 | 0.64887 | 9.9568 | 5 | 9.6067
355 | 200 | 0.64887 | 9.9568 | 5 | 9.6067
360 | 200 | 0.64887 | 9.9568 | 5 | 9.6067
365 | 200 | 0.64887 | 9.9568 | 5 | 9.6067
370 | 200 | 0.64887 | 9.9568 | 5 | 9.6067
375 | 200 | 0.64887 | 9.9568 | 5 | 9.6067
380 | 200 | 0.64887 | 9.9568 | 5 | 9.6067
385 | 200 | 0.64887 | 9.9568 | 5 | 9.6067
390 | 200 | 0.64887 | 9.9568 | 5 | 9.6067
395 | 200 | 0.64887 | 9.9568 | 5 | 9.6067
400 | 200 | 0.64887 | 9.9568 | 5 | 9.6067
405 | 200 | 0.64887 | 9.9568 | 5 | 9.6067
410 | 200 | 0.64887 | 9.9568 | 5 | 9.6067
415 | 200 | 0.64887 | 9.9568 | 5 | 9.6067
420 | 200 | 0.64887 | 9.9568 | 5 | 9.6067
425 | 200 | 0.64887 | 9.9568 | 5 | 9.6067
430 | 200 | 0.64887 | 9.9568 | 5 | 9.6067
435 | 200 | 0.64887 | 9.9568 | 5 | 9.6067
440 | 200 | 0.64887 | 9.9568 | 5 | 9.6067
445 | 200 | 0.64887 | 9.9568 | 5 | 9.6067
450 | 200 | 0.64887 | 9.9568 | 5 | 9.6067
455 | 200 | 0.64887 | 9.9568 | 5 | 9.6067
460 | 200 | 0.64887 | 9.9568 | 5 | 9.6067
465 | 200 | 0.64887 | 9.9568 | 5 | 9.6067
470 | 200 | 0.64887 | 9.9568 | 5 | 9.6067
475 | 200 | 0.64887 | 9.9568 | 5 | 9.6067
480 | 200 | 0.64887 | 9.9568 | 5 | 9.6067
485 | 200 | 0.64887 | 9.9568 | 5 | 9.6067
490 | 200 | 0.64887 | 9.9568 | 5 | 9.6067
495 | 200 | 0.64887 | 9.9568 | 5 | 9.6067
500 | 200 | 0.64887 | 9.9568 | 5 | 9.6067
505 | 200 | 0.64887 | 9.9568 | 5 | 9.6067
510 | 200 | 0.64887 | 9.9568 | 5 | 9.6067
515 | 200 | 0.64887 | 9.9568 | 5 | 9.6067
520 | 200 | 0.64887 | 9.9568 | 5 | 9.6067
525 | 200 | 0.64887 | 9.9568 | 5 | 9.6067
530 | 200 | 0.64887 | 9.9568 | 5 | 9.6067
535 | 200 | 0.64887 | 9.9568 | 5 | 9.6067
540 | 200 | 0.64887 | 9.9568 | 5 | 9.6067
545 | 200 | 0.64887 | 9.9568 | 5 | 9.6067
550 | 200 | 0.64887 | 9.9568 | 5 | 9.6067
555 | 200 | 0.64887 | 9.9568 | 5 | 9.6067
560 | 200 | 0.64887 | 9.9568 | 5 | 9.6067
565 | 200 | 0.64887 | 9.9568 | 5 | 9.6067
570 | 200 | 0.64887 | 9.9568 | 5 | 9.6067
575 | 200 | 0.64887 | 9.9568 | 5 | 9.6067
580 | 200 | 0.64887 | 9.9568 | 5 | 9.6067
585 | 200 | 0.64887 | 9.9568 | 5 | 9.6067
590 | 200 | 0.64887 | 9.9568 | 5 | 9.6067
595 | 200 | 0.64887 | 9.9568 | 5 | 9.6067
600 | 200 | 0.64887 | 9.9568 | 5 | 9.6067
605 | 200 | 0.64887 | 9.9568 | 5 | 9.6067
610 | 200 | 0.64887 | 9.9568 | 5 | 9.6067
615 | 200 | 0.64887 | 9.9568 | 5 | 9.6067
620 | 200 | 0.64887 | 9.9568 | 5 | 9.6067
625 | 200 | 0.64887 | 9.9568 | 5 | 9.6067
630 | 200 | 0.64887 | 9.9568 | 5 | 9.6067
635 | 200 | 0.64887 | 9.9568 | 5 | 9.6067
640 | 200 | 0.64887 | 9.9568 | 5 | 9.6067
645 | 200 | 0.64887 | 9.9568 | 5 | 9.6067
650 | 200 | 0.64887 | 9.9568 | 5 | 9.6067
655 | 200 | 0.64887 | 9.9568 | 5 | 9.6067
660 | 200 | 0.64887 | 9.9568 | 5 | 9.6067
665 | 200 | 0.64887 | 9.9568 | 5 | 9.6067
670 | 200 | 0.64887 | 9.9568 | 5 | 9.6067
675 | 200 | 0.64887 | 9.9568 | 5 | 9.6067
680 | 200 | 0.64887 | 9.9568 | 5 | 9.6067
685 | 200 | 0.64887 | 9.9568 | 5 | 9.6067
690 | 200 | 0.64887 | 9.9568 | 5 | 9.6067
695 | 200 | 0.64887 | 9.9568 | 5 | 9.6067
700 | 200 | 0.64887 | 9.9568 | 5 | 9.6067
705 | 200 | 0.64887 | 9.9568 | 5 | 9.6067
710 | 200 | 0.64887 | 9.9568 | 5 | 9.6067
715 | 200 | 0.64887 | 9.9568 | 5 | 9.6067
720 | 200 | 0.64887 | 9.9568 | 5 | 9.6067
725 | 200 | 0.64887 | 9.9568 | 5 | 9.6067
730 | 200 | 0.64887 | 9.9568 | 5 | 9.6067
735 | 200 | 0.64887 | 9.9568 | 5 | 9.6067
740 | 200 | 0.64887 | 9.9568 | 5 | 9.6067
745 | 200 | 0.64887 | 9.9568 | 5 | 9.6067
750 | 200 | 0.64887 | 9.9568 | 5 | 9.6067
755 | 200 | 0.64887 | 9.9568 | 5 | 9.6067
760 | 200 | 0.64887 | 9.9568 | 5 | 9.6067
765 | 200 | 0.64887 | 9.9568 | 5 | 9.6067
770 | 200 | 0.64887 | 9.9568 | 5 | 9.6067
775 | 200 | 0.64887 | 9.9568 | 5 | 9.6067
780 | 200 | 0.64887 | 9.9568 | 5 | 9.6067
785 | 200 | 0.64887 | 9.9568 | 5 | 9.6067
790 | 200 | 0.64887 | 9.9568 | 5 | 9.6067
795 | 200 | 0.64887 | 9.9568 | 5 | 9.6067
800 | 200 | 0.64887 | 9.9568 | 5 | 9.6067
805 | 200 | 0.64887 | 9.9568 | 5 | 9.6067
810 | 200 | 0.64887 | 9.9568 | 5 | 9.6067
815 | 200 | 0.64887 | 9.9568 | 5 | 9.6067
820 | 200 | 0.64887 | 9.9568 | 5 | 9.6067
825 | 200 | 0.64887 | 9.9568 | 5 | 9.6067
830 | 200 | 0.64887 | 9.9568 | 5 | 9.6067
835 | 200 | 0.64887 | 9.9568 | 5 | 9.6067
840 | 200 | 0.64887 | 9.9568 | 5 | 9.6067
845 | 200 | 0.64887 | 9.9568 | 5 | 9.6067
850 | 200 | 0.64887 | 9.9568 | 5 | 9.6067
855 | 200 | 0.64887 | 9.9568 | 5 | 9.6067
860 | 200 | 0.64887 | 9.9568 | 5 | 9.6067
865 | 200 | 0.64887 | 9.9568 | 5 | 9.6067
870 | 200 | 0.64887 | 9.9568 | 5 | 9.6067
875 | 200 | 0.64887 | 9.9568 | 5 | 9.6067
880 | 200 | 0.64887 | 9.9568 | 5 | 9.6067
885 | 200 | 0.64887 | 9.9568 | 5 | 9.6067
890 | 200 | 0.64887 | 9.9568 | 5 | 9.6067
895 | 200 | 0.64887 | 9.9568 | 5 | 9.6067
900 | 200 | 0.64887 | 9.9568 | 5 | 9.6067
905 | 200 | 0.64887 | 9.9568 | 5 | 9.6067
910 | 200 | 0.64887 | 9.9568 | 5 | 9.6067
915 | 200 | 0.64887 | 9.9568 | 5 | 9.6067
920 | 200 | 0.64887 | 9.9568 | 5 | 9.6067
925 | 200 | 0.64887 | 9.9568 | 5 | 9.6067
930 | 200 | 0.64887 | 9.9568 | 5 | 9.6067
935 | 200 | 0.64887 | 9.9568 | 5 | 9.6067
940 | 200 | 0.64887 | 9.9568 | 5 | 9.6067
945 | 200 | 0.64887 | 9.9568 | 5 | 9.6067
950 | 200 | 0.64887 | 9.9568 | 5 | 9.6067
955 | 200 | 0.64887 | 9.9568 | 5 | 9.6067
960 | 200 | 0.64887 | 9.9568 | 5 | 9.6067
965 | 200 | 0.64887 | 9.9568 | 5 | 9.6067
970 | 200 | 0.64887 | 9.9568 | 5 | 9.6067
975 | 200 | 0.64887 | 9.9568 | 5 | 9.6067
980 | 200 | 0.64887 | 9.9568 | 5 | 9.6067
985 | 200 | 0.64887 | 9.9568 | 5 | 9.6067
990 | 200 | 0.64887 | 9.9568 | 5 | 9.6067
995 | 200 | 0.64887 | 9.9568 | 5 | 9.6067
1000 | 200 | 0.64887 | 9.9568 | 5 | 9.6067
1005 | 200 | 0.64887 | 9.9568 | 5 | 9.6067
1010 | 200 | 0.64887 | 9.9568 | 5 | 9.6067
1015 | 200 | 0.64887 | 9.9568 | 5 | 9.6067
1020 | 200 | 0.64887 | 9.9568 | 5 | 9.6067
1025 | 200 | 0.64887 | 9.9568 | 5 | 9.6067
1030 | 200 | 0.64887 | 9.9568 | 5 | 9.6067
1035 | 200 | 0.64887 | 9.9568 | 5 | 9.6067
1040 | 200 | 0.64887 | 9.9568 | 5 | 9.6067
1045 | 200 | 0.64887 | 9.9568 | 5 | 9.6067
1050 | 200 | 0.64887 | 9.9568 | 5 | 9.6067
1055 | 200 | 0.64887 | 9.9568 | 5 | 9.6067
1060 | 200 | 0.64887 | 9.9568 | 5 | 9.6067
1065 | 200 | 0.64887 | 9.9568 | 5 | 9.6067
1070 | 200 | 0.64887 | 9.9568 | 5 | 9.6067
1075 | 200 | 0.64887 | 9.9568 | 5 | 9.6067
1080 | 200 | 0.64887 | 9.9568 | 5 | 9.6067
1085 | 200 | 0.64887 | 9.9568 | 5 | 9.6067
1090 | 200 | 0.64887 | 9.9568 | 5 | 9.6067
1095 | 200 | 0.64887 | 9.9568 | 5 | 9.6067
1100 | 200 | 0.64887 | 9.9568 | 5 | 9.6067
1105 | 200 | 0.64887 | 9.9568 | 5 | 9.6067
1110 | 200 | 0.64887 | 9.9568 | 5 | 9.6067
1115 | 200 | 0.64887 | 9.9568 | 5 | 9.6067
1120 | 200 | 0.64887 | 9.9568 | 5 | 9.6067
1125 | 200 | 0.64887 | 9.9568 | 5 | 9.6067
1130 | 200 | 0.64887 | 9.9568 | 5 | 9.6067
1135 | 200 | 0.64887 | 9.9568 | 5 | 9.6067
1140 | 200 | 0.64887 | 9.9568 | 5 | 9.6067
1145 | 200 | 0.64887 | 9.9568 | 5 | 9.6067
1150 | 200 | 0.64887 | 9.9568 | 5 | 9.6067
1155 | 200 | 0.64887 | 9.9568 | 5 | 9.6067
1160 | 200 | 0.64887 | 9.9568 | 5 | 9.6067
1165 | 200 | 0.64887 | 9.9568 | 5 | 9.6067
1170 | 200 | 0.64887 | 9.9568 | 5 | 9.6067
1175 | 200 | 0.64887 | 9.9568 | 5 | 9.6067
1180 | 200 | 0.64887 | 9.9568 | 5 | 9.6067
1185 | 200 | 0.64887 | 9.9568 | 5 | 9.6067
1190 | 200 | 0.64887 | 9.9568 | 5 | 9.6067
1195 | 200 | 0.64887 | 9.9568 | 5 | 9.6067
1200 | 200 | 0.64887 | 9.9568 | 5 | 9.6067
1205 | 200 | 0.64887 | 9.9568 | 5 | 9.6067
1210 | 200 | 0.64887 | 9.9568 | 5 | 9.6067
1215 | 200 | 0.64887 | 9.9568 | 5 | 9.6067
1220 | 200 | 0.64887 | 9.9568 | 5 | 9.6067
1225 | 200 | 0.64887 | 9.9568 | 5 | 9.6067
1230 | 200 | 0.64887 | 9.9568 | 5 | 9.6067
1235 | 200 | 0.64887 | 9.9568 | 5 | 9.6067
1240 | 200 | 0.64887 | 9.9568 | 5 | 9.6067
1245 | 200 | 0.64887 | 9.9568 | 5 | 9.6067
1250 | 200 | 0.64887 | 9.9568 | 5 | 9.6067
1255 | 200 | 0.64887 | 9.9568 | 5 | 9.6067
1260 | 200 | 0.64887 | 9.9568 | 5 | 9.6067
1265 | 200 | 0.64887 | 9.9568 | 5 | 9.6067
1270 | 200 | 0.64887 | 9.9568 | 5 | 9.6067
1275 | 200 | 0.64887 | 9.9568 | 5 | 9.6067
1280 | 200 | 0.64887 | 9.9568 | 5 | 9.6067
1285 | 200 | 0.64887 | 9.9568 | 5 | 9.6067
1290 | 200 | 0.64887 | 9.9568 | 5 | 9.6067
1295 | 200 | 0.64887 | 9.9568 | 5 | 9.6067
1300 | 200 | 0.64887 | 9.9568 | 5 | 9.6067
1305 | 200 | 0.64887 | 9.9568 | 5 | 9.6067
1310 | 200 | 0.64887 | 9.9568 | 5 | 9.6067
1315 | 200 | 0.64887 | 9.9568 | 5 | 9.6067
1320 | 200 | 0.64887 | 9.9568 | 5 | 9.6067
1325 | 200 | 0.64887 | 9.9568 | 5 | 9.6067
1330 | 200 | 0.64887 | 9.9568 | 5 | 9.6067
1335 | 200 | 0.64887 | 9.9568 | 5 | 9.6067
1340 | 200 | 0.64887 | 9.9568 | 5 | 9.6067
1345 | 200 | 0.64887 | 9.9568 | 5 | 9.6067
1350 | 200 | 0.64887 | 9.9568 | 5 | 9.6067
1355 | 200 | 0.64887 | 9.9568 | 5 | 9.6067
1360 | 200 | 0.64887 | 9.9568 | 5 | 9.6067
1365 | 200 | 0.64887 | 9.9568 | 5 | 9.6067
1370 | 200 | 0.64887 | 9.9568 | 5 | 9.6067
1375 | 200 | 0.64887 | 9.9568 | 5 | 9.6067
1380 | 200 | 0.64887 | 9.9568 | 5 | 9.6067
1385 | 200 | 0.64887 | 9.9568 | 5 | 9.6067
1390 | 200 | 0.64887 | 9.9568 | 5 | 9.6067
1395 | 200 | 0.64887 | 9.9568 | 5 | 9.6067
1400 | 200 | 0.64887 | 9.9568 | 5 | 9.6067
1405 | 200 | 0.64887 | 9.9568 | 5 | 9.6067
1410 | 200 | 0.64887 | 9.9568 | 5 | 9.6067
1415 | 200 | 0.64887 | 9.9568 | 5 | 9.6067
1420 | 200 | 0.64887 | 9.9568 | 5 | 9.6067
1425 | 200 | 0.64887 | 9.9568 | 5 | 9.6067
1430 | 200 | 0.64887 | 9.9568 | 5 | 9.6067
1435 | 200 | 0.64887 | 9.9568 | 5 | 9.6067
1440 | 200 | 0.64887 | 9.9568 | 5 | 9.6067
1445 | 200 | 0.64887 | 9.9568 | 5 | 9.6067
1450 | 200 | 0.64887 | 9.9568 | 5 | 9.6067
1455 | 200 | 0.64887 | 9.9568 | 5 | 9.6067
1460 | 200 | 0.64887 | 9.9568 | 5 | 9.6067
1465 | 200 | 0.64887 | 9.9568 | 5 | 9.6067
1470 | 200 | 0.64887 | 9.9568 | 5 | 9.6067
1475 | 200 | 0.64887 | 9.9568 | 5 | 9.6067
1480 | 200 | 0.64887 | 9.9568 | 5 | 9.6067
1485 | 200 | 0.64887 | 9.9568 | 5 | 9.6067
1490 | 200 | 0.64887 | 9.9568 | 5 | 9.6067
1495 | 200 | 0.64887 | 9.9568 | 5 | 9.6067
1500 | 200 | 0.64887 | 9.9568 | 5 | 9.6067
1505 | 200 | 0.64887 | 9.9568 | 5 | 9.6067
1510 | 200 | 0.64887 | 9.9568 | 5 | 9.6067
1515 | 200 | 0.64887 | 9.9568 | 5 | 9.6067
1520 | 200 | 0.64887 | 9.9568 | 5 | 9.6067
1525 | 200 | 0.64887 | 9.9568 | 5 | 9.6067
1530 | 200 | 0.64887 | 9.9568 | 5 | 9.6067
1535 | 200 | 0.64887 | 9.9568 | 5 | 9.6067
1540 | 200 | 0.64887 | 9.9568 | 5 | 9.6067
1545 | 200 | 0.64887 | 9.9568 | 5 | 9.6067
1550 | 200 | 0.64887 | 9.9568 | 5 | 9.6067
1555 | 200 | 0.64887 | 9.9568 | 5 | 9.6067
1560 | 200 | 0.64887 | 9.9568 | 5 | 9.6067
1565 | 200 | 0.64887 | 9.9568 | 5 | 9.6067
1570 | 200 | 0.64887 | 9.9568 | 5 | 9.6067
1575 | 200 | 0.64887 | 9.9568 | 5 | 9.6067
1580 | 200 | 0.64887 | 9.9568 | 5 | 9.6067
1585 | 200 | 0.64887 | 9.9568 | 5 | 9.6067
1590 | 200 | 0.64887 | 9.9568 | 5 | 9.6067
1595 | 200 | 0.64887 | 9.9568 | 5 | 9.6067
1600 | 200 | 0.64887 | 9.9568 | 5 | 9.6067
1605 | 200 | 0.64887 | 9.9568 | 5 | 9.6067
1610 | 200 | 0.64887 | 9.9568 | 5 | 9.6067
1615 | 200 | 0.64887 | 9.9568 | 5 | 9.6067
1620 | 200 | 0.64887 | 9.9568 | 5 | 9.6067
1625 | 200 | 0.64887 | 9.9568 | 5 | 9.6067
1630 | 200 | 0.64887 | 9.9568 | 5 | 9.6067
1635 | 200 | 0.64887 | 9.9568 | 5 | 9.6067
1640 | 200 | 0.64887 | 9.9568 | 5 | 9.6067
1645 | 200 | 0.64887 | 9.9568 | 5 | 9.6067
1650 | 200 | 0.64887 | 9.9568 | 5 | 9.6067
1655 | 200 | 0.64887 | 9.9568 | 5 | 9.6067
1660 | 200 | 0.64887 | 9.9568 | 5 | 9.6067
1665 | 200 | 0.64887 | 9.9568 | 5 | 9.6067
1670 | 200 | 0.64887 | 9.9568 | 5 | 9.6067
1675 | 200 | 0.64887 | 9.9568 | 5 | 9.6067
1680 | 200 | 0.64887 | 9.9568 | 5 | 9.6067
1685 | 200 | 0.64887 | 9.9568 | 5 | 9.6067
1690 | 200 | 0.64887 | 9.9568 | 5 | 9.6067
1695 | 200 | 0.64887 | 9.9568 | 5 | 9.6067
1700 | 200 | 0.64887 | 9.9568 | 5 | 9.6067
1705 | 200 | 0.64887 | 9.9568 | 5 | 9.6067
1710 | 200 | 0.64887 | 9.9568 | 5 | 9.6067
1715 | 200 | 0.64887 | 9.9568 | 5 | 9.6067
1720 | 200 | 0.64887 | 9.9568 | 5 | 9.6067
1725 | 200 | 0.64887 | 9.9568 | 5 | 9.6067
1730 | 200 | 0.64887 | 9.9568 | 5 | 9.6067
1735 | 200 | 0.64887 | 9.9568 | 5 | 9.6067
1740 | 200 | 0.64887 | 9.9568 | 5 | 9.6067
1745 | 200 | 0.64887 | 9.9568 | 5 | 9.6067
1750 | 200 | 0.64887 | 9.9568 | 5 | 9.6067
1755 | 200 | 0.64887 | 9.9568 | 5 | 9.6067
1760 | 200 | 0.64887 | 9.9568 | 5 | 9.6067
1765 | 200 | 0.64887 | 9.9568 | 5 | 9.6067
1770 | 200 | 0.64887 | 9.9568 | 5 | 9.6067
1775 | 200 | 0.64887 | 9.9568 | 5 | 9.6067
1780 | 200 | 0.64887 | 9.9568 | 5 | 9.6067
1785 | 200 | 0.64887 | 9.9568 | 5 | 9.6067
1790 | 200 | 0.64887 | 9.9568 | 5 | 9.6067
1795 | 200 | 0.64887 | 9.9568 | 5 | 9.6067
1800 | 200 | 0.64887 | 9.9568 | 5 | 9.6067
1805 | 200 | 0.64887 | 9.9568 | 5 | 9.6067
1810 | 200 | 0.64887 | 9.9568 | 5 | 9.6067
1815 | 200 | 0.64887 | 9.9568 | 5 | 9.6067
1820 | 200 | 0.64887 | 9.9568 | 5 | 9.6067
1825 | 200 | 0.64887 | 9.9568 | 5 | 9.6067
1830 | 200 | 0.64887 | 9.9568 | 5 | 9.6067
1835 | 200 | 0.64887 | 9.9568 | 5 | 9.6067
1840 | 200 | 0.64887 | 9.9568 | 5 | 9.6067
1845 | 200 | 0.64887 | 9.9568 | 5 | 9.6067
1850 | 200 | 0.64887 | 9.9568 | 5 | 9.6067
1855 | 200 | 0.64887 | 9.9568 | 5 | 9.6067
1860 | 200 | 0.64887 | 9.9568 | 5 | 9.6067
1865 | 200 | 0.64887 | 9.9568 | 5 | 9.6067
1870 | 200 | 0.64887 | 9.9568 | 5 | 9.6067
1875 | 200 | 0.64887 | 9.9568 | 5 | 9.6067
1880 | 200 | 0.64887 | 9.9568 | 5 | 9.6067
1885 | 200 | 0.64887 | 9.9568 | 5 | 9.6067
1890 | 200 | 0.64887 | 9.9568 | 5 | 9.6067
1895 | 200 | 0.64887 | 9.9568 | 5 | 9.6067
1900 | 200 | 0.64887 | 9.9568 | 5 | 9.6067
1905 | 200 | 0.64887 | 9.9568 | 5 | 9.6067
1910 | 200 | 0.64887 | 9.9568 | 5 | 9.6067
1915 | 200 | 0.64887 | 9.9568 | 5 | 9.6067
1920 | 200 | 0.64887 | 9.9568 | 5 | 9.6067
1925 | 200 | 0.64887 | 9.9568 | 5 | 9.6067
1930 | 200 | 0.64887 | 9.9568 | 5 | 9.6067
1935 | 200 | 0.64887 | 9.9568 | 5 | 9.6067
1940 | 200 | 0.64887 | 9.9568 | 5 | 9.6067
1945 | 200 | 0.64887 | 9.9568 | 5 | 9.6067
1950 | 200 | 0.64887 | 9.9568 | 5 | 9.6067
1955 | 200 | 0.64887 | 9.9568 | 5 | 9.6067
1960 | 200 | 0.64887 | 9.9568 | 5 | 9.6067
1965 | 200 | 0.64887 | 9.9568 | 5 | 9.6067
1970 | 200 | 0.64887 | 9.9568 | 5 | 9.6067
1975 | 200 | 0.64887 | 9.9568 | 5 | 9.6067
1980 | 200 | 0.64887 | 9.9568 | 5 | 9.6067
1985 | 200 | 0.64887 | 9.9568 | 5 | 9.6067
1990 | 200 | 0.64887 | 9.9568 | 5 | 9.6067
1995 | 200 | 0.64887 | 9.9568 | 5 | 9.6067
2000 | 200 | 0.64887 | 9.9568 | 5 | 9.6067
2005 | 200 | 0.64887 | 9.9568 | 5 | 9.6067
2010 | 200 | 0.64887 | 9.9568 | 5 | 9.6067
2015 | 200 | 0.64887 | 9.9568 | 5 | 9.6067
2020 | 200 | 0.64887 | 9.9568 | 5 | 9.6067
2025 | 200 | 0.64887 | 9.9568 | 5 | 9.6067
2030 | 200 | 0.64887 | 9.9568 | 5 | 9.6067
2035 | 200 | 0.64887 | 9.9568 | 5 | 9.6067
2040 | 200 | 0.64887 | 9.9568 | 5 | 9.6067
2045 | 200 | 0.64887 | 9.9568 | 5 | 9.6067
2050 | 200 | 0.64887 | 9.9568 | 5 | 9.6067
2055 | 200 | 0.64887 | 9.9568 | 5 | 9.6067
2060 | 200 | 0.64887 | 9.9568 | 5 | 9.6067
2065 | 200 | 0.64887 | 9.9568 | 5 | 9.6067
2070 | 200 | 0.64887 | 9.9568 | 5 | 9.6067
2075 | 200 | 0.64887 | 9.9568 | 5 | 9.6067
2080 | 200 | 0.64887 | 9.9568 | 5 | 9.6067
2085 | 200 | 0.64887 | 9.9568 | 5 | 9.6067
2090 | 200 | 0.64887 | 9.9568 | 5 | 9.6067
2095 | 200 | 0.64887 | 9.9568 | 5 | 9.6067
2100 | 200 | 0.64887 | 9.9568 | 5 | 9.6067
2105 | 200 | 0.64887 | 9.9568 | 5 | 9.6067
2110 | 200 | 0.64887 | 9.9568 | 5 | 9.6067
2115 | 200 | 0.64887 | 9.9568 | 5 | 9.6067
2120 | 200 | 0.64887 | 9.9568 | 5 | 9.6067
2125 | 200 | 0.64887 | 9.9568 | 5 | 9.6067
2130 | 200 | 0.64887 | 9.9568 | 5 | 9.6067
2135 | 200 | 0.64887 | 9.9568 | 5 | 9.6067
2140 | 200 | 0.64887 | 9.9568 | 5 | 9.6067
2145 | 200 | 0.64887 | 9.9568 | 5 | 9.6067
2150 | 200 | 0.64887 | 9.9568 | 5 | 9.6067
2155 | 200 | 0.64887 | 9.9568 | 5 | 9.6067
2160 | 200 | 0.64887 | 9.9568 | 5 | 9.6067
2165 | 200 | 0.64887 | 9.9568 | 5 | 9.6067
2170 | 200 | 0.64887 | 9.9568 | 5 | 9.6067
2175 | 200 | 0.64887 | 9.9568 | 5 | 9.6067
2180 | 200 | 0.64887 | 9.9568 | 5 | 9.6067
2185 | 200 | 0.64887 | 9.9568 | 5 | 9.6067
2190 | 200 | 0.64887 | 9.9568 | 5 | 9.6067
2195 | 200 | 0.64887 | 9.9568 | 5 | 9.6067
2200 | 200 | 0.64887 | 9.9568 | 5 | 9.6067
2205 | 200 | 0.64887 | 9.9568 | 5 | 9.6067
2210 | 200 | 0.64887 | 9.9568 | 5 | 9.6067
2215 | 200 | 0.64887 | 9.9568 | 5 | 9.6067
2220 | 200 | 0.64887 | 9.9568 | 5 | 9.6067
2225 | 200 | 0.64887 | 9.9568 | 5 | 9.6067
2230 | 200 | 0.64887 | 9.9568 | 5 | 9.6067
2235 | 200 | 0.64887 | 9.9568 | 5 | 9.6067
2240 | 200 | 0.64887 | 9.9568 | 5 | 9.6067
2245 | 200 | 0.64887 | 9.9568 | 5 | 9.6067
2250 | 200 | 0.64887 | 9.9568 | 5 | 9.6067
2255 | 200 | 0.64887 | 9.9568 | 5 | 9.6067
2260 | 200 | 0.64887 | 9.9568 | 5 | 9.6067
2265 | 200 | 0.64887 | 9.9568 | 5 | 9.6067
2270 | 200 | 0.64887 | 9.9568 | 5 | 9.6067
2275 | 200 | 0.64887 | 9.9568 | 5 | 9.6067
2280 | 200 | 0.64887 | 9.9568 | 5 | 9.6067
2285 | 200 | 0.64887 | 9.9568 | 5 | 9.6067
2290 | 200 | 0.64887 | 9.9568 | 5 | 9.6067
2295 | 200 | 0.64887 | 9.9568 | 5 | 9.6067
2300 | 200 | 0.64887 | 9.9568 | 5 | 9.6067
2305 | 200 | 0.64887 | 9.9568 | 5 | 9.6067
2310 | 200 | 0.64887 | 9.9568 | 5 | 9.6067
2315 | 200 | 0.64887 | 9.9568 | 5 | 9.6067
2320 | 200 | 0.64887 | 9.9568 | 5 | 9.6067
2325 | 200 | 0.64887 | 9.9568 | 5 | 9.6067
2330 | 200 | 0.64887 | 9.9568 | 5 | 9.6067
2335 | 200 | 0.64887 | 9.9568 | 5 | 9.6067
2340 | 200 | 0.64887 | 9.9568 | 5 | 9.6067
2345 | 200 | 0.64887 | 9.9568 | 5 | 9.6067
2350 | 200 | 0.64887 | 9.9568 | 5 | 9.6067
2355 | 200 | 0.64887 | 9.9568 | 5 | 9.6067
2360 | 200 | 0.64887 | 9.9568 | 5 | 9.6067
2365 | 200 | 0.64887 | 9.9568 | 5 | 9.6067
2370 | 200 | 0.64887 | 9.9568 | 5 | 9.6067
2375 | 200 | 0.64887 | 9.9568 | 5 | 9.6067
2380 | 200 | 0.64887 | 9.9568 | 5 | 9.6067
2385 | 200 | 0.64887 | 9.9568 | 5 | 9.6067
2390 | 200 | 0.64887 | 9.9568 | 5 | 9.6067
2395 | 200 | 0.64887 | 9.9568 | 5 | 9.6067
2400 | 200 | 0.64887 | 9.9568 | 5 | 9.6067
2405 | 200 | 0.64887 | 9.9568 | 5 | 9.6067
2410 | 200 | 0.64887 | 9.9568 | 5 | 9.6067
2415 | 200 | 0.64887 | 9.9568 | 5 | 9.6067
2420 | 200 | 0.64887 | 9.9568 | 5 | 9.6067
2425 | 200 | 0.64887 | 9.9568 | 5 | 9.6067
2430 | 200 | 0.64887 | 9.9568 | 5 | 9.6067
2435 | 200 | 0.64887 | 9.9568 | 5 | 9.6067
2440 | 200 | 0.64887 | 9.9568 | 5 | 9.6067
2445 | 200 | 0.64887 | 9.9568 | 5 | 9.6067
2450 | 200 | 0.64887 | 9.9568 | 5 | 9.6067
2455 | 200 | 0.64887 | 9.9568 | 5 | 9.6067
2460 | 200 | 0.64887 | 9.9568 | 5 | 9.6067
2465 | 200 | 0.64887 | 9.9568 | 5 | 9.6067
2470 | 200 | 0.64887 | 9.9568 | 5 | 9.6067
2475 | 200 | 0.64887 | 9.9568 | 5 | 9.6067
2480 | 200 | 0.64887 | 9.9568 | 5 | 9.6067
2485 | 200 | 0.64887 | 9.9568 | 5 | 9.6067
2490 | 200 | 0.64887 | 9.9568 | 5 | 9.6067
2495 | 200 | 0.64887 | 9.9568 | 5 | 9.6067
2500 | 200 | 0.64887 | 9.9568 | 5 | 9.6067
2505 | 200 | 0.64887 | 9.9568 | 5 | 9.6067
2510 | 200 | 0.64887 | 9.9568 | 5 | 9.6067
2515 | 200 | 0.64887 | 9.9568 | 5 | 9.6067
2520 | 200 | 0.64887 | 9.9568 | 5 | 9.6067
2525 | 200 | 0.64887 | 9.9568 | 5 | 9.6067
2530 | 200 | 0.64887 | 9.9568 | 5 | 9.6067
2535 | 200 | 0.64887 | 9.9568 | 5 | 9.6067
2540 | 200 | 0.64887 | 9.9568 | 5 | 9.6067
2545 | 200 | 0.64887 | 9.9568 | 5 | 9.6067
2550 | 200 | 0.64887 | 9.9568 | 5 | 9.6067
2555 | 200 | 0.64887 | 9.9568 | 5 | 9.6067
2560 | 200 | 0.64887 | 9.9568 | 5 | 9.6067
2565 | 200 | 0.64887 | 9.9568 | 5 | 9.6067
2570 | 200 | 0.64887 | 9.9568 | 5 | 9.6067
2575 | 200 | 0.64887 | 9.9568 | 5 | 9.6067
2580 | 200 | 0.64887 | 9.9568 | 5 | 9.6067
2585 | 200 | 0.64887 | 9.9568 | 5 | 9.6067
2590 | 200 | 0.64887 | 9.9568 | 5 | 9.6067
2595 | 200 | 0.64887 | 9.9568 | 5 | 9.6067
2600 | 200 | 0.64887 | 9.9568 | 5 | 9.6067
2605 | 200 | 0.64887 | 9.9568 | 5 | 9.6067
2610 | 200 | 0.64887 | 9.9568 | 5 | 9.6067
2615 | 200 | 0.64887 | 9.9568 | 5 | 9.6067
2620 | 200 | 0.64887 | 9.9568 | 5 | 9.6067
2625 | 200 | 0.64887 | 9.9568 | 5 | 9.6067
2630 | 200 | 0.64887 | 9.9568 | 5 | 9.6067
2635 | 200 | 0.64887 | 9.9568 | 5 | 9.6067
2640 | 200 | 0.64887 | 9.9568 | 5 | 9.6067
2645 | 200 | 0.64887 | 9.9568 | 5 | 9.6067
2650 | 200 | 0.64887 | 9.9568 | 5 | 9.6067
2655 | 200 | 0.64887 | 9.9568 | 5 | 9.6067
2660 | 200 | 0.64887 | 9.9568 | 5 | 9.6067
2665 | 200 | 0.64887 | 9.9568 | 5 | 9.6067
2670 | 200 | 0.64887 | 9.9568 | 5 | 9.6067
2675 | 200 | 0.64887 | 9.9568 | 5 | 9.6067
2680 | 200 | 0.64887 | 9.9568 | 5 | 9.6067
2685 | 200 | 0.64887 | 9.9568 | 5 | 9.6067
2690 | 200 | 0.64887 | 9.9568 | 5 | 9.6067
2695 | 200 | 0.64887 | 9.9568 | 5 | 9.6067
2700 | 200 | 0.64887 | 9.9568 | 5 | 9.6067
2705 | 200 | 0.64887 | 9.9568 | 5 | 9.6067
2710 | 200 | 0.64887 | 9.9568 | 5 | 9.6067
2715 | 200 | 0.64887 | 9.9568 | 5 | 9.6067
2720 | 200 | 0.64887 | 9.9568 | 5 | 9.6067
2725 | 200 | 0.64887 | 9.9568 | 5 | 9.6067
2730 | 200 | 0.64887 | 9.9568 | 5 | 9.6067
2735 | 200 | 0.64887 | 9.9568 | 5 | 9.6067
2740 | 200 | 0.64887 | 9.9568 | 5 | 9.6067
2745 | 200 | 0.64887 | 9.9568 | 5 | 9.6067
2750 | 200 | 0.64887 | 9.9568 | 5 | 9.6067
2755 | 200 | 0.64887 | 9.9568 | 5 | 9.6067
2760 | 200 | 0.64887 | 9.9568 | 5 | 9.6067
2765 | 200 | 0.64887 | 9.9568 | 5 | 9.6067
2770 | 200 | 0.64887 | 9.9568 | 5 | 9.6067
2775 | 200 | 0.64887 | 9.9568 | 5 | 9.6067
2780 | 200 | 0.64887 | 9.9568 | 5 | 9.6067
2785 | 200 | 0.64887 | 9.9568 | 5 | 9.6067
2790 | 200 | 0.64887 | 9.9568 | 5 | 9.6067
2795 | 200 | 0.64887 | 9.9568 | 5 | 9.6067
2800 | 200 | 0.64887 | 9.9568 | 5 | 9.6067
2805 | 200 | 0.64887 | 9.9568 | 5 | 9.6067
2810 | 200 | 0.64887 | 9.9568 | 5 | 9.6067
2815 | 200 | 0.64887 | 9.9568 | 5 | 9.6067
2820 | 200 | 0.64887 | 9.9568 | 5 | 9.6067
2825 | 200 | 0.64887 | 9.9568 | 5 | 9.6067
2830 | 200 | 0.64887 | 9.9568 | 5 | 9.6067
2835 | 200 | 0.64887 | 9.9568 | 5 | 9.6067
2840 | 200 | 0.64887 | 9.9568 | 5 | 9.6067
2845 | 200 | 0.64887 | 9.9568 | 5 | 9.6067
2850 | 200 | 0.64887 | 9.9568 | 5 | 9.6067
2855 | 200 | 0.64887 | 9.9568 | 5 | 9.6067
2860 | 200 | 0.64887 | 9.9568 | 5 | 9.6067
2865 | 200 | 0.64887 | 9.9568 | 5 | 9.6067
2870 | 200 | 0.64887 | 9.9568 | 5 | 9.6067
2875 | 200 | 0.64887 | 9.9568 | 5 | 9.6067
2880 | 200 | 0.64887 | 9.9568 | 5 | 9.6067
2885 | 200 | 0.64887 | 9.9568 | 5 | 9.6067
2890 | 200 | 0.64887 | 9.9568 | 5 | 9.6067
2895 | 200 | 0.64887 | 9.9568 | 5 | 9.6067
2900 | 200 | 0.64887 | 9.9568 | 5 | 9.6067
2905 | 200 | 0.64887 | 9.9568 | 5 | 9.6067
2910 | 200 | 0.64887 | 9.9568 | 5 | 9.6067
2915 | 200 | 0.64887 | 9.9568 | 5 | 9.6067
2920 | 200 | 0.64887 | 9.9568 | 5 | 9.6067
2925 | 200 | 0.64887 | 9.9568 | 5 | 9.6067
2930 | 200 | 0.64887 | 9.9568 | 5 | 9.6067
2935 | 200 | 0.64887 | 9.9568 | 5 | 9.6067
2940 | 200 | 0.64887 | 9.9568 | 5 | 9.6067
2945 | 200 | 0.64887 | 9.9568 | 5 | 9.6067
2950 | 200 | 0.64887 | 9.9568 | 5 | 9.6067
2955 | 200 | 0.64887 | 9.9568 | 5 | 9.6067
2960 | 200 | 0.64887 | 9.9568 | 5 | 9.6067
2965 | 200 | 0.64887 | 9.9568 | 5 | 9.6067
2970 | 200 | 0.64887 | 9.9568 | 5 | 9.6067
2975 | 200 | 0.64887 | 9.9568 | 5 | 9.6067
2980 | 200 | 0.64887 | 9.9568 | 5 | 9.6067
2985 | 200 | 0.64887 | 9.9568 | 5 | 9.6067
2990 | 200 | 0.64887 | 9.9568 | 5 | 9.6067
2995 | 200 | 0.64887 | 9.9568 | 5 | 9.6067
3000 | 200 | 0.64887 | 9.9568 | 5 | 9.6067
3005 | 200 | 0.64887 | 9.9568 | 5 | 9.6067
3010 | 200 | 0.64887 | 9.9568 | 5 | 9.6067
3015 | 200 | 0.64887 | 9.9568 | 5 | 9.6067
3020 | 200 | 0.64887 | 9.9568 | 5 | 9.6067
3025 | 200 | 0.64887 | 9.9568 | 5 | 9.6067
3030 | 200 | 0.64887 | 9.9568 | 5 | 9.6067
3035 | 200 | 0.64887 | 9.9568 | 5 | 9.6067
3040 | 200 | 0.64887 | 9.9568 | 5 | 9.6067
3045 | 200 | 0.64887 | 9.9568 | 5 | 9.6067
3050 | 200 | 0.64887 | 9.9568 | 5 | 9.6067
3055 | 200 | 0.64887 | 9.9568 | 5 | 9.6067
3060 | 200 | 0.64887 | 9.9568 | 5 | 9.6067
3065 | 200 | 0.64887 | 9.9568 | 5 | 9.6067
3070 | 200 | 0.64887 | 9.9568 | 5 | 9.6067
3075 | 200 | 0.64887 | 9.9568 | 5 | 9.6067
3080 | 200 | 0.64887 | 9.9568 | 5 | 9.6067
3085 | 200 | 0.64887 | 9.9568 | 5 | 9.6067
3090 | 200 | 0.64887 | 9.9568 | 5 | 9.6067
3095 | 200 | 0.64887 | 9.9568 | 5 | 9.6067
3100 | 200 | 0.64887 | 9.9568 | 5 | 9.6067
3105 | 200 | 0.64887 | 9.9568 | 5 | 9.6067
3110 | 200 | 0.64887 | 9.9568 | 5 | 9.6067
3115 | 200 | 0.64887 | 9.9568 | 5 | 9.6067
3120 | 200 | 0.64887 | 9.9568 | 5 | 9.6067
3125 | 200 | 0.64887 | 9.9568 | 5 | 9.6067
3130 | 200 | 0.64887 | 9.9568 | 5 | 9.6067
3135 | 200 | 0.64887 | 9.9568 | 5 | 9.6067
3140 | 200 | 0.64887 | 9.9568 | 5 | 9.6067
3145 | 200 | 0.64887 | 9.9568 | 5 | 9.6067
3150 | 200 | 0.64887 | 9.9568 | 5 | 9.6067
3155 | 200 | 0.64887 | 9.9568 | 5 | 9.6067
3160 | 200 | 0.64887 | 9.9568 | 5 | 9.6067
3165 | 200 | 0.64887 | 9.9568 | 5 | 9.6067
3170 | 200 | 0.64887 | 9.9568 | 5 | 9.6067
3175 | 200 | 0.64887 | 9.9568 | 5 | 9.6067
3180 | 200 | 0.64887 | 9.9568 | 5 | 9.6067
3185 | 200 | 0.64887 | 9.9568 | 5 | 9.6067
3190 | 200 | 0.64887 | 9.9568 | 5 | 9.6067
3195 | 200 | 0.64887 | 9.9568 | 5 | 9.6067
3200 | 200 | 0.64887 | 9.9568 | 5 | 9.6067
3205 | 200 | 0.64887 | 9.9568 | 5 | 9.6067
3210 | 200 | 0.64887 | 9.9568 | 5 | 9.6067
3215 | 200 | 0.64887 | 9.9568 | 5 | 9.6067
3220 | 200 | 0.64887 | 9.9568 | 5 | 9.6067
3225 | 200 | 0.64887 | 9.9568 | 5 | 9.6067
3230 | 200 | 0.64887 | 9.9568 | 5 | 9.6067
3235 | 200 | 0.64887 | 9.9568 | 5 | 9.6067
3240 | 200 | 0.64887 | 9.9568 | 5 | 9.6067
3245 | 200 | 0.64887 | 9.9568 | 5 | 9.6067
3250 | 200 | 0.64887 | 9.9568 | 5 | 9.6067
3255 | 200 | 0.64887 | 9.9568 | 5 | 9.6067
3260 | 200 | 0.64887 | 9.9568 | 5 | 9.6067
3265 | 200 | 0.64887 | 9.9568 | 5 | 9.6067
3270 | 200 | 0.64887 | 9.9568 | 5 | 9.6067
3275 | 200 | 0.64887 | 9.9568 | 5 | 9.6067
3280 | 200 | 0.64887 | 9.9568 | 5 | 9.6067
3285 | 200 | 0.64887 | 9.9568 | 5 | 9.6067
3290 | 200 | 0.64887 | 9.9568 | 5 | 9.6067
3295 | 200 | 0.64887 | 9.9568 | 5 | 9.6067
3300 | 200 | 0.64887 | 9.9568 | 5 | 9.6067
3305 | 200 | 0.64887 | 9.9568 | 5 | 9.6067
3310 | 200 | 0.64887 | 9.9568 | 5 | 9.6067
3315 | 200 | 0.64887 | 9.9568 | 5 | 9.6067
3320 | 200 | 0.64887 | 9.9568 | 5 | 9.6067
3325 | 200 | 0.64887 | 9.9568 | 5 | 9.6067
3330 | 200 | 0.64887 | 9.9568 | 5 | 9.6067
3335 | 200 | 0.64887 | 9.9568 | 5 | 9.6067
3340 | 200 | 0.64887 | 9.9568 | 5 | 9.6067
3345 | 200 | 0.64887 | 9.9568 | 5 | 9.6067
3350 | 200 | 0.64887 | 9.9568 | 5 | 9.6067
3355 | 200 | 0.64887 | 9.9568 | 5 | 9.6067
3360 | 200 | 0.64887 | 9.9568 | 5 | 9.6067
3365 | 200 | 0.64887 | 9.9568 | 5 | 9.6067
3370 | 200 | 0.64887 | 9.9568 | 5 | 9.6067
3375 | 200 | 0.64887 | 9.9568 | 5 | 9.6067
3380 | 200 | 0.64887 | 9.9568 | 5 | 9.6067
3385 | 200 | 0.64887 | 9.9568 | 5 | 9.6067
3390 | 200 | 0.64887 | 9.9568 | 5 | 9.6067
3395 | 200 | 0.64887 | 9.9568 | 5 | 9.6067
3400 | 200 | 0.64887 | 9.9568 | 5 | 9.6067
3405 | 200 | 0.64887 | 9.9568 | 5 | 9.6067
3410 | 200 | 0.64887 | 9.9568 | 5 | 9.6067
3415 | 200 | 0.64887 | 9.9568 | 5 | 9.6067
3420 | 200 | 0.64887 | 9.9568 | 5 | 9.6067
3425 | 200 | 0.64887 | 9.9568 | 5 | 9.6067
3430 | 200 | 0.64887 | 9.9568 | 5 | 9.6067
3435 | 200 | 0.64887 | 9.9568 | 5 | 9.6067
3440 | 200 | 0.64887 | 9.9568 | 5 | 9.6067
3445 | 200 | 0.64887 | 9.9568 | 5 | 9.6067
3450 | 200 | 0.64887 | 9.9568 | 5 | 9.6067
3455 | 200 | 0.64887 | 9.9568 | 5 | 9.6067
3460 | 200 | 0.64887 | 9.9568 | 5 | 9.6067
3465 | 200 | 0.64887 | 9.9568 | 5 | 9.6067
3470 | 200 | 0.64887 | 9.9568 | 5 | 9.6067
3475 | 200 | 0.64887 | 9.9568 | 5 | 9.6067
3480 | 200 | 0.64887 | 9.9568 | 5 | 9.6067
3485 | 200 | 0.64887 | 9.9568 | 5 | 9.6067
3490 | 200 | 0.64887 | 9.9568 | 5 | 9.6067
3495 | 200 | 0.64887 | 9.9568 | 5 | 9.6067
3500 | 200 | 0.64887 | 9.9568 | 5 | 9.6067
3505 | 200 | 0.64887 | 9.9568 | 5 | 9.6067
3510 | 200 | 0.64887 | 9.9568 | 5 | 9.6067
3515 | 200 | 0.64887 | 9.9568 | 5 | 9.6067
3520 | 200 | 0.64887 | 9.9568 | 5 | 9.6067
3525 | 200 | 0.64887 | 9.9568 | 5 | 9.6067
3530 | 200 | 0.64887 | 9.9568 | 5 | 9.6067
3535 | 200 | 0.64887 | 9.9568 | 5 | 9.6067
3540 | 200 | 0.64887 | 9.9568 | 5 | 9.6067
3545 | 200 | 0.64887 | 9.9568 | 5 | 9.6067
3550 | 200 | 0.64887 | 9.9568 | 5 | 9.6067
3555 | 200 | 0.64887 | 9.9568 | 5 | 9.6067
3560 | 200 | 0.64887 | 9.9568 | 5 | 9.6067
3565 | 200 | 0.64887 | 9.9568 | 5 | 9.6067
3570 | 200 | 0.64887 | 9.9568 | 5 | 9.6067
3575 | 200 | 0.64887 | 9.9568 | 5 | 9.6067
3580 | 200 | 0.64887 | 9.9568 | 5 | 9.6067
3585 | 200 | 0.64887 | 9.9568 | 5 | 9.6067
3590 | 200 | 0.64887 | 9.9568 | 5 | 9.6067
3595 | 200 | 0.64887 | 9.9568 | 5 | 9.6067
3600 | 200 | 0.64887 | 9.9568 | 5 | 9.6067
3605 | 200 | 0.64887 | 9.9568 | 5 | 9.6067
3610 | 200 | 0.64887 | 9.9568 | 5 | 9.6067
3615 | 200 | 0.64887 | 9.9568 | 5 | 9.6067
3620 | 200 | 0.64887 | 9.9568 | 5 | 9.6067
3625 | 200 | 0.64887 | 9.9568 | 5 | 9.6067
3630 | 200 | 0.64887 | 9.9568 | 5 | 9.6067
3635 | 200 | 0.64887 | 9.9568 | 5 | 9.6067
3640 | 200 | 0.64887 | 9.9568 | 5 | 9.6067
3645 | 200 | 0.64887 | 9.9568 | 5 | 9.6067
3650 | 200 | 0.64887 | 9.9568 | 5 | 9.6067
3655 | 200 | 0.64887 | 9.9568 | 5 | 9.6067
3660 | 200 | 0.64887 | 9.9568 | 5 | 9.6067
3665 | 200 | 0.64887 | 9.9568 | 5 | 9.6067
3670 | 200 | 0.64887 | 9.9568 | 5 | 9.6067
3675 | 200 | 0.64887 | 9.9568 | 5 | 9.6067
3680 | 200 | 0.64887 | 9.9568 | 5 | 9.6067
3685 | 200 | 0.64887 | 9.9568 | 5 | 9.6067
3690 | 200 | 0.64887 | 9.9568 | 5 | 9.6067
3695 | 200 | 0.64887 | 9.9568 | 5 | 9.6067
3700 | 200 | 0.64887 | 9.9568 | 5 | 9.6067
3705 | 200 | 0.64887 | 9.9568 | 5 | 9.6067
3710 | 200 | 0.64887 | 9.9568 | 5 | 9.6067
3715 | 200 | 0.64887 | 9.9568 | 5 | 9.6067
3720 | 200 | 0.64887 | 9.9568 | 5 | 9.6067
3725 | 200 | 0.64887 | 9.9568 | 5 | 9.6067
3730 | 200 | 0.64887 | 9.9568 | 5 | 9.6067
3735 | 200 | 0.64887 | 9.9568 | 5 | 9.6067
3740 | 200 | 0.64887 | 9.9568 | 5 | 9.6067
3745 | 200 | 0.64887 | 9.9568 | 5 | 9.6067
3750 | 200 | 0.64887 | 9.9568 | 5 | 9.6067
3755 | 200 | 0.64887 | 9.9568 | 5 | 9.6067
3760 | 200 | 0.64887 | 9.9568 | 5 | 9.6067
3765 | 200 | 0.64887 | 9.9568 | 5 | 9.6067
3770 | 200 | 0.64887 | 9.9568 | 5 | 9.6067
3775 | 200 | 0.64887 | 9.9568 | 5 | 9.6067
3780 | 200 | 0.64887 | 9.9568 | 5 | 9.6067
3785 | 200 | 0.64887 | 9.9568 | 5 | 9.6067
3790 | 200 | 0.64887 | 9.9568 | 5 | 9.6067
3795 | 200 | 0.64887 | 9.9568 | 5 | 9.6067
3800 | 200 | 0.64887 | 9.9568 | 5 | 9.6067
3805 | 200 | 0.64887 | 9.9568 | 5 | 9.6067
3810 | 200 | 0.64887 | 9.9568 | 5 | 9.6067
3815 | 200 | 0.64887 | 9.9568 | 5 | 9.6067
3820 | 200 | 0.64887 | 9.9568 | 5 | 9.6067
3825 | 200 | 0.64887 | 9.9568 | 5 | 9.6067
3830 | 200 | 0.64887 | 9.9568 | 5 | 9.6067
3835 | 200 | 0.64887 | 9.9568 | 5 | 9.6067
3840 | 200 | 0.64887 | 9.9568 | 5 | 9.6067
3845 | 200 | 0.64887 | 9.9568 | 5 | 9.6067
3850 | 200 | 0.64887 | 9.9568 | 5 | 9.6067
3855 | 200 | 0.64887 | 9.9568 | 5 | 9.6067
3860 | 200 | 0.64887 | 9.9568 | 5 | 9.6067
3865 | 200 | 0.64887 | 9.9568 | 5 | 9.6067
3870 | 200 | 0.64887 | 9.9568 | 5 | 9.6067
3875 | 200 | 0.64887 | 9.9568 | 5 | 9.6067
3880 | 200 | 0.64887 | 9.9568 | 5 | 9.6067
3885 | 200 | 0.64887 | 9.9568 | 5 | 9.6067
3890 | 200 | 0.64887 | 9.9568 | 5 | 9.6067
3895 | 200 | 0.64887 | 9.9568 | 5 | 9.6067
3900 | 200 | 0.64887 | 9.9568 | 5 | 9.6067
3905 | 200 | 0.64887 | 9.9568 | 5 | 9.6067
3910 | 200 | 0.64887 | 9.9568 | 5 | 9.6067
3915 | 200 | 0.64887 | 9.9568 | 5 | 9.6067
3920 | 200 | 0.64887 | 9.9568 | 5 | 9.6067
3925 | 200 | 0.64887 | 9.9568 | 5 | 9.6067
3930 | 200 | 0.64887 | 9.9568 | 5 | 9.6067
3935 | 200 | 0.64887 | 9.9568 | 5 | 9.6067
3940 | 200 | 0.64887 | 9.9568 | 5 | 9.6067
3945 | 200 | 0.64887 | 9.9568 | 5 | 9.6067
3950 | 200 | 0.64887 | 9.9568 | 5 | 9.6067
3955 | 200 | 0.64887 | 9.9568 | 5 | 9.6067
3960 | 200 | 0.64887 | 9.9568 | 5 | 9.6067
3965 | 200 | 0.64887 | 9.9568 | 5 | 9.6067
3970 | 200 | 0.64887 | 9.9568 | 5 | 9.6067
3975 | 200 | 0.64887 | 9.9568 | 5 | 9.6067
3980 | 200 | 0.64887 | 9.9568 | 5 | 9.6067
3985 | 200 | 0.64887 | 9.9568 | 5 | 9.6067
3990 | 200 | 0.64887 | 9.9568 | 5 | 9.6067
3995 | 200 | 0.64887 | 9.9568 | 5 | 9.6067
4000 | 200 | 0.64887 | 9.9568 | 5 | 9.6067
4005 | 200 | 0.64887 | 9.9568 | 5 | 9.6067
4010 | 200 | 0.64887 | 9.9568 | 5 | 9.6067
4015 | 200 | 0.64887 | 9.9568 | 5 | 9.6067
4020 | 200 | 0.64887 | 9.9568 | 5 | 9.6067
4025 | 200 | 0.64887 | 9.9568 | 5 | 9.6067
4030 | 200 | 0.64887 | 9.9568 | 5 | 9.6067
4035 | 200 | 0.64887 | 9.9568 | 5 | 9.6067
4040 | 200 | 0.64887 | 9.9568 | 5 | 9.6067
4045 | 200 | 0.64887 | 9.9568 | 5 | 9.6067
4050 | 200 | 0.64887 | 9.9568 | 5 | 9.6067
4055 | 200 | 0.64887 | 9.9568 | 5 | 9.6067
4060 | 200 | 0.64887 | 9.9568 | 5 | 9.6067
4065 | 200 | 0.64887 | 9.9568 | 5 | 9.6067
4070 | 200 | 0.64887 | 9.9568 | 5 | 9.6067
4075 | 200 | 0.64887 | 9.9568 | 5 | 9.6067
4080 | 200 | 0.64887 | 9.9568 | 5 | 9.6067
4085 | 200 | 0.64887 | 9.9568 | 5 | 9.6067
4090 | 200 | 0.64887 | 9.9568 | 5 | 9.6067
4095 | 200 | 0.64887 | 9.9568 | 5 | 9.6067
4100 | 200 | 0.64887 | 9.9568 | 5 | 9.6067
4105 | 200 | 0.64887 | 9.9568 | 5 | 9.6067
4110 | 200 | 0.64887 | 9.9568 | 5 | 9.6067
4115 | 200 | 0.64887 | 9.9568 | 5 | 9.6067
4120 | 200 | 0.64887 | 9.9568 | 5 | 9.6067
4125 | 200 | 0.64887 | 9.9568 | 5 | 9.6067
4130 | 200 | 0.64887 | 9.9568 | 5 | 9.6067
4135 | 200 | 0.64887 | 9.9568 | 5 | 9.6067
4140 | 200 | 0.64887 | 9.9568 | 5 | 9.6067
4145 | 200 | 0.64887 | 9.9568 | 5 | 9.6067
4150 | 200 | 0.64887 | 9.9568 | 5 | 9.6067
4155 | 200 | 0.64887 | 9.9568 | 5 | 9.6067
4160 | 200 | 0.64887 | 9.9568 | 5 | 9.6067
4165 | 200 | 0.64887 | 9.9568 | 5 | 9.6067
4170 | 200 | 0.64887 | 9.9568 | 5 | 9.6067
4175 | 200 | 0.64887 | 9.9568 | 5 | 9.6067
4180 | 200 | 0.64887 | 9.9568 | 5 | 9.6067
4185 | 200 | 0.64887 | 9.9568 | 5 | 9.6067
4190 | 200 | 0.64887 | 9.9568 | 5 | 9.6067
4195 | 200 | 0.64887 | 9.9568 | 5 | 9.6067
4200 | 200 | 0.64887 | 9.9568 | 5 | 9.6067
4205 | 200 | 0.64887 | 9.9568 | 5 | 9.6067
4210 | 200 | 0.64887 | 9.9568 | 5 | 9.6067
4215 | 200 | 0.64887 | 9.9568 | 5 | 9.6067
4220 | 200 | 0.64887 | 9.9568 | 5 | 9.6067
4225 | 200 | 0.64887 | 9.9568 | 5 | 9.6067
4230 | 200 | 0.64887 | 9.9568 | 5 | 9.6067
4235 | 200 | 0.64887 | 9.9568 | 5 | 9.6067
4240 | 200 | 0.64887 | 9.9568 | 5 | 9.6067
4245 | 200 | 0.64887 | 9.9568 | 5 | 9.6067
4250 | 200 | 0.64887 | 9.9568 | 5 | 9.6067
4255 | 200 | 0.64887 | 9.9568 | 5 | 9.6067
4260 | 200 | 0.64887 | 9.9568 | 5 | 9.6067
4265 | 200 | 0.64887 | 9.9568 | 5 | 9.6067
4270 | 200 | 0.64887 | 9.9568 | 5 | 9.6067
4275 | 200 | 0.64887 | 9.9568 | 5 | 9.6067
4280 | 200 | 0.64887 | 9.9568 | 5 | 9.6067
4285 | 200 | 0.64887 | 9.9568 | 5 | 9.6067
4290 | 200 | 0.64887 | 9.9568 | 5 | 9.6067
4295 | 200 | 0.64887 | 9.9568 | 5 | 9.6067
4300 | 200 | 0.64887 | 9.9568 | 5 | 9.6067
4305 | 200 | 0.64887 | 9.9568 | 5 | 9.6067
4310 | 200 | 0.64887 | 9.9568 | 5 | 9.6067
4315 | 200 | 0.64887 | 9.9568 | 5 | 9.6067
4320 | 200 | 0.64887 | 9.9568 | 5 | 9.6067
4325 | 200 | 0.64887 | 9.9568 | 5 | 9.6067
4330 | 200 | 0.64887 | 9.9568 | 5 | 9.6067
4335 | 200 | 0.64887 | 9.9568 | 5 | 9.6067
4340 | 200 | 0.64887 | 9.9568 | 5 | 9.6067
4345 | 200 | 0.64887 | 9.9568 | 5 | 9.6067
4350 | 200 | 0.64887 | 9.9568 | 5 | 9.6067
4355 | 200 | 0.64887 | 9.9568 | 5 | 9.6067
4360 | 200 | 0.64887 | 9.9568 | 5 | 9.6067
4365 | 200 | 0.64887 | 9.9568 | 5 | 9.6067
4370 | 200 | 0.64887 | 9.9568 | 5 | 9.6067
4375 | 200 | 0.64887 | 9.9568 | 5 | 9.6067
4380 | 200 | 0.64887 | 9.9568 | 5 | 9.6067
4385 | 200 | 0.64887 | 9.9568 | 5 | 9.6067
4390 | 200 | 0.64887 | 9.9568 | 5 | 9.6067
4395 | 200 | 0.64887 | 9.9568 | 5 | 9.6067
4400 | 200 | 0.64887 | 9.9568 | 5 | 9.6067
4405 | 200 | 0.64887 | 9.9568 | 5 | 9.6067
4410 | 200 | 0.64887 | 9.9568 | 5 | 9.6067
4415 | 200 | 0.64887 | 9.9568 | 5 | 9.6067
4420 | 200 | 0.64887 | 9.9568 | 5 | 9.6067
4425 | 200 | 0.64887 | 9.9568 | 5 | 9.6067
4430 | 200 | 0.64887 | 9.9568 | 5 | 9.6067
4435 | 200 | 0.64887 | 9.9568 | 5 | 9.6067
4440 | 200 | 0.64887 | 9.9568 | 5 | 9.6067
4445 | 200 | 0.64887 | 9.9568 | 5 | 9.6067
4450 | 200 | 0.64887 | 9.9568 | 5 | 9.6067
4455 | 200 | 0.64887 | 9.9568 | 5 | 9.6067
4460 | 200 | 0.64887 | 9.9568 | 5 | 9.6067
4465 | 200 | 0.64887 | 9.9568 | 5 | 9.6067
4470 | 200 | 0.64887 | 9.9568 | 5 | 9.6067
4475 | 200 | 0.64887 | 9.9568 | 5 | 9.6067
4480 | 200 | 0.64887 | 9.9568 | 5 | 9.6067
4485 | 200 | 0.64887 | 9.9568 | 5 | 9.6067
4490 | 200 | 0.64887 | 9.9568 | 5 | 9.6067
4495 | 200 | 0.64887 | 9.9568 | 5 | 9.6067
4500 | 200 | 0.64887 | 9.9568 | 5 | 9.6067
4505 | 200 | 0.64887 | 9.9568 | 5 | 9.6067
4510 | 200 | 0.64887 | 9.9568 | 5 | 9.6067
4515 | 200 | 0.64887 | 9.9568 | 5 | 9.6067
4520 | 200 | 0.64887 | 9.9568 | 5 | 9.6067
4525 | 200 | 0.64887 | 9.9568 | 5 | 9.6067
4530 | 200 | 0.64887 | 9.9568 | 5 | 9.6067
4535 | 200 | 0.64887 | 9.9568 | 5 | 9.6067
4540 | 200 | 0.64887 | 9.9568 | 5 | 9.6067
4545 | 200 | 0.64887 | 9.9568 | 5 | 9.6067
4550 | 200 | 0.64887 | 9.9568 | 5 | 9.6067
4555 | 200 | 0.64887 | 9.9568 | 5 | 9.6067
4560 | 200 | 0.64887 | 9.9568 | 5 | 9.6067
4565 | 200 | 0.64887 | 9.9568 | 5 | 9.6067
4570 | 200 | 0.64887 | 9.9568 | 5 | 9.6067
4575 | 200 | 0.64887 | 9.9568 | 5 | 9.6067
4580 | 200 | 0.64887 | 9.9568 | 5 | 9.6067
4585 | 200 | 0.64887 | 9.9568 | 5 | 9.6067
4590 | 200 | 0.64887 | 9.9568 | 5 | 9.6067
4595 | 200 | 0.64887 | 9.9568 | 5 | 9.6067
4600 | 200 | 0.64887 | 9.9568 | 5 | 9.6067
4605 | 200 | 0.64887 | 9.9568 | 5 | 9.6067
4610 | 200 | 0.64887 | 9.9568 | 5 | 9.6067
4615 | 200 | 0.64887 | 9.9568 | 5 | 9.6067
4620 | 200 | 0.64887 | 9.9568 | 5 | 9.6067
4625 | 200 | 0.64887 | 9.9568 | 5 | 9.6067
4630 | 200 | 0.64887 | 9.9568 | 5 | 9.6067
4635 | 200 | 0.64887 | 9.9568 | 5 | 9.6067
4640 | 200 | 0.64887 | 9.9568 | 5 | 9.6067
4645 | 200 | 0.64887 | 9.9568 | 5 | 9.6067
4650 | 200 | 0.64887 | 9.9568 | 5 | 9.6067
4655 | 200 | 0.64887 | 9.9568 | 5 | 9.6067
4660 | 200 | 0.64887 | 9.9568 | 5 | 9.6067
4665 | 200 | 0.64887 | 9.9568 | 5 | 9.6067
4670 | 200 | 0.64887 | 9.9568 | 5 | 9.6067
4675 | 200 | 0.64887 | 9.9568 | 5 | 9.6067
4680 | 200 | 0.64887 | 9.9568 | 5 | 9.6067
4685 | 200 | 0.64887 | 9.9568 | 5 | 9.6067
4690 | 200 | 0.64887 | 9.9568 | 5 | 9.6067
4695 | 200 | 0.64887 | 9.9568 | 5 | 9.6067
4700 | 200 | 0.64887 | 9.9568 | 5 | 9.6067
4705 | 200 | 0.64887 | 9.9568 | 5 | 9.6067
4710 | 200 | 0.64887 | 9.9568 | 5 | 9.6067
4715 | 200 | 0.64887 | 9.9568 | 5 | 9.6067
4720 | 200 | 0.64887 | 9.9568 | 5 | 9.6067
4725 | 200 | 0.64887 | 9.9568 | 5 | 9.6067
4730 | 200 | 0.64887 | 9.9568 | 5 | 9.6067
4735 | 200 | 0.64887 | 9.9568 | 5 | 9.6067
4740 | 200 | 0.64887 | 9.9568 | 5 | 9.6067
4745 | 200 | 0.64887 | 9.9568 | 5 | 9.6067
4750 | 200 | 0.64887 | 9.9568 | 5 | 9.6067
4755 | 200 | 0.64887 | 9.9568 | 5 | 9.6067
4760 | 200 | 0.64887 | 9.9568 | 5 | 9.6067
4765 | 200 | 0.64887 | 9.9568 | 5 | 9.6067
4770 | 200 | 0.64887 | 9.9568 | 5 | 9.6067
4775 | 200 | 0.64887 | 9.9568 | 5 | 9.6067
4780 | 200 | 0.64887 | 9.9568 | 5 | 9.6067
4785 | 200 | 0.64887 | 9.9568 | 5 | 9.6067
4790 | 200 | 0.64887 | 9.9568 | 5 | 9.6067
4795 | 200 | 0.64887 | 9.9568 | 5 | 9.6067
4800 | 200 | 0.64887 | 9.9568 | 5 | 9.6067
4805 | 200 | 0.64887 | 9.9568 | 5 | 9.6067
4810 | 200 | 0.64887 | 9.9568 | 5 | 9.6067
4815 | 200 | 0.64887 | 9.9568 | 5 | 9.6067
4820 | 200 | 0.64887 | 9.9568 | 5 | 9.6067
4825 | 200 | 0.64887 | 9.9568 | 5 | 9.6067
4830 | 200 | 0.64887 | 9.9568 | 5 | 9.6067
4835 | 200 | 0.64887 | 9.9568 | 5 | 9.6067
4840 | 200 | 0.64887 | 9.9568 | 5 | 9.6067
4845 | 200 | 0.64887 | 9.9568 | 5 | 9.6067
4850 | 200 | 0.64887 | 9.9568 | 5 | 9.6067
4855 | 200 | 0.64887 | 9.9568 | 5 | 9.6067
4860 | 200 | 0.64887 | 9.9568 | 5 | 9.6067
4865 | 200 | 0.64887 | 9.9568 | 5 | 9.6067
4870 | 200 | 0.64887 | 9.9568 | 5 | 9.6067
4875 | 200 | 0.64887 | 9.9568 | 5 | 9.6067
4880 | 200 | 0.64887 | 9.9568 | 5 | 9.6067
4885 | 200 | 0.64887 | 9.9568 | 5 | 9.6067
4890 | 200 | 0.64887 | 9.9568 | 5 | 9.6067
4895 | 200 | 0.64887 | 9.9568 | 5 | 9.6067
4900 | 200 | 0.64887 | 9.9568 | 5 | 9.6067
4905 | 200 | 0.64887 | 9.9568 | 5 | 9.6067
4910 | 200 | 0.64887 | 9.9568 | 5 | 9.6067
4915 | 200 | 0.64887 | 9.9568 | 5 | 9.6067
4920 | 200 | 0.64887 | 9.9568 | 5 | 9.6067
4925 | 200 | 0.64887 | 9.9568 | 5 | 9.6067
4930 | 200 | 0.64887 | 9.9568 | 5 | 9.6067
4935 | 200 | 0.64887 | 9.9568 | 5 | 9.6067
4940 | 200 | 0.64887 | 9.9568 | 5 | 9.6067
4945 | 200 | 0.64887 | 9.9568 | 5 | 9.6067
4950 | 200 | 0.64887 | 9.9568 | 5 | 9.6067
4955 | 200 | 0.64887 | 9.9568 | 5 | 9.6067
4960 | 200 | 0.64887 | 9.9568 | 5 | 9.6067
4965 | 200 | 0.64887 | 9.9568 | 5 | 9.6067
4970 | 200 | 0.64887 | 9.9568 | 5 | 9.6067
4975 | 200 | 0.64887 | 9.9568 | 5 | 9.6067
4980 | 200 | 0.64887 | 9.9568 | 5 | 9.6067
4985 | 200 | 0.64887 | 9.9568 | 5 | 9.6067
4990 | 200 | 0.64887 | 9.9568 | 5 | 9.6067
4995 | 200 | 0.64887 | 9.9568 | 5 | 9.6067
5000 | 200 | 0.64887 | 9.9568 | 5 | 9.6067
5005 | 200 | 0.64887 | 9.9568 | 5 | 9.6067
5010 | 200 | 0.64887 | 9.9568 | 5 | 9.6067
5015 | 200 | 0.64887 | 9.9568 | 5 | 9.6067
5020 | 200 | 0.64887 | 9.9568 | 5 | 9.6067
5025 | 200 | 0.64887 | 9.9568 | 5 | 9.6067
5030 | 200 | 0.64887 | 9.9568 | 5 | 9.6067
5035 | 200 | 0.64887 | 9.9568 | 5 | 9.6067
5040 | 200 | 0.64887 | 9.9568 | 5 | 9.6067
5045 | 200 | 0.64887 | 9.9568 | 5 | 9.6067
5050 | 200 | 0.64887 | 9.9568 | 5 | 9.6067
5055 | 200 | 0.64887 | 9.9568 | 5 | 9.6067
5060 | 200 | 0.64887 | 9.9568 | 5 | 9.6067
5065 | 200 | 0.64887 | 9.9568 | 5 | 9.6067
5070 | 200 | 0.64887 | 9.9568 | 5 | 9.6067
5075 | 200 | 0.64887 | 9.9568 | 5 | 9.6067
5080 | 200 | 0.64887 | 9.9568 | 5 | 9.6067
5085 | 200 | 0.64887 | 9.9568 | 5 | 9.6067
5090 | 200 | 0.64887 | 9.9568 | 5 | 9.6067
5095 | 200 | 0.64887 | 9.9568 | 5 | 9.6067
5100 | 200 | 0.64887 | 9.9568 | 5 | 9.6067
5105 | 200 | 0.64887 | 9.9568 | 5 | 9.6067
5110 | 200 | 0.64887 | 9.9568 | 5 | 9.6067
5115 | 200 | 0.64887 | 9.9568 | 5 | 9.6067
5120 | 200 | 0.64887 | 9.9568 | 5 | 9.6067
5125 | 200 | 0.64887 | 9.9568 | 5 | 9.6067
5130 | 200 | 0.64887 | 9.9568 | 5 | 9.6067
5135 | 200 | 0.64887 | 9.9568 | 5 | 9.6067
5140 | 200 | 0.64887 | 9.9568 | 5 | 9.6067
5145 | 200 | 0.64887 | 9.9568 | 5 | 9.6067
5150 | 200 | 0.64887 | 9.9568 | 5 | 9.6067
5155 | 200 | 0.64887 | 9.9568 | 5 | 9.6067
5160 | 200 | 0.64887 | 9.9568 | 5 | 9.6067
5165 | 200 | 0.64887 | 9.9568 | 5 | 9.6067
5170 | 200 | 0.64887 | 9.9568 | 5 | 9.6067
5175 | 200 | 0.64887 | 9.9568 | 5 | 9.6067
5180 | 200 | 0.64887 | 9.9568 | 5 | 9.6067
5185 | 200 | 0.64887 | 9.9568 | 5 | 9.6067
5190 | 200 | 0.64887 | 9.9568 | 5 | 9.6067
5195 | 200 | 0.64887 | 9.9568 | 5 | 9.6067
5200 | 200 | 0.64887 | 9.9568 | 5 | 9.6067
5205 | 200 | 0.64887 | 9.9568 | 5 | 9.6067
5210 | 200 | 0.64887 | 9.9568 | 5 | 9.6067
5215 | 200 | 0.64887 | 9.9568 | 5 | 9.6067
5220 | 200 | 0.64887 | 9.9568 | 5 | 9.6067
5225 | 200 | 0.64887 | 9.9568 | 5 | 9.6067
5230 | 200 | 0.64887 | 9.9568 | 5 | 9.6067
5235 | 200 | 0.64887 | 9.9568 | 5 | 9.6067
5240 | 200 | 0.64887 | 9.9568 | 5 | 9.6067
5245 | 200 | 0.64887 | 9.9568 | 5 | 9.6067
5250 | 200 | 0.64887 | 9.9568 | 5 | 9.6067
5255 | 200 | 0.64887 | 9.9568 | 5 | 9.6067
5260 | 200 | 0.64887 | 9.9568 | 5 | 9.6067
5265 | 200 | 0.64887 | 9.9568 | 5 | 9.6067
5270 | 200 | 0.64887 | 9.9568 | 5 | 9.6067
5275 | 200 | 0.64887 | 9.9568 | 5 | 9.6067
5280 | 200 | 0.64887 | 9.9568 | 5 | 9.6067
5285 | 200 | 0.64887 | 9.9568 | 5 | 9.6067
5290 | 200 | 0.64887 | 9.9568 | 5 | 9.6067
5295 | 200 | 0.64887 | 9.9568 | 5 | 9.6067
5300 | 200 | 0.64887 | 9.9568 | 5 | 9.6067
5305 | 200 | 0.64887 | 9.9568 | 5 | 9.6067
5310 | 200 | 0.64887 | 9.9568 | 5 | 9.6067
5315 | 200 | 0.64887 | 9.9568 | 5 | 9.6067
5320 | 200 | 0.64887 | 9.9568 | 5 | 9.6067
5325 | 200 | 0.64887 | 9.9568 | 5 | 9.6067
5330 | 200 | 0.64887 | 9.9568 | 5 | 9.6067
5335 | 200 | 0.64887 | 9.9568 | 5 | 9.6067
5340 | 200 | 0.64887 | 9.9568 | 5 | 9.6067
5345 | 200 | 0.64887 | 9.9568 | 5 | 9.6067
5350 | 200 | 0.64887 | 9.9568 | 5 | 9.6067
5355 | 200 | 0.64887 | 9.9568 | 5 | 9.6067
5360 | 200 | 0.64887 | 9.9568 | 5 | 9.6067
5365 | 200 | 0.64887 | 9.9568 | 5 | 9.6067
5370 | 200 | 0.64887 | 9.9568 | 5 | 9.6067
5375 | 200 | 0.64887 | 9.9568 | 5 | 9.6067
5380 | 200 | 0.64887 | 9.9568 | 5 | 9.6067
5385 | 200 | 0.64887 | 9.9568 | 5 | 9.6067
5390 | 200 | 0.64887 | 9.9568 | 5 | 9.6067
5395 | 200 | 0.64887 | 9.9568 | 5 | 9.6067
5400 | 200 | 0.64887 | 9.9568 | 5 | 9.6067
5405 | 200 | 0.64887 | 9.9568 | 5 | 9.6067
5410 | 200 | 0.64887 | 9.9568 | 5 | 9.6067
5415 | 200 | 0.64887 | 9.9568 | 5 | 9.6067
5420 | 200 | 0.64887 | 9.9568 | 5 | 9.6067
5425 | 200 | 0.64887 | 9.9568 | 5 | 9.6067
5430 | 200 | 0.64887 | 9.9568 | 5 | 9.6067
5435 | 200 | 0.64887 | 9.9568 | 5 | 9.6067
5440 | 200 | 0.64887 | 9.9568 | 5 | 9.6067
5445 | 200 | 0.64887 | 9.9568 | 5 | 9.6067
5450 | 200 | 0.64887 | 9.9568 | 5 | 9.6067
5455 | 200 | 0.64887 | 9.9568 | 5 | 9.6067
5460 | 200 | 0.64887 | 9.9568 | 5 | 9.6067
5465 | 200 | 0.64887 | 9.9568 | 5 | 9.6067
5470 | 200 | 0.64887 | 9.9568 | 5 | 9.6067
5475 | 200 | 0.64887 | 9.9568 | 5 | 9.6067
5480 | 200 | 0.64887 | 9.9568 | 5 | 9.6067
5485 | 200 | 0.64887 | 9.9568 | 5 | 9.6067
5490 | 200 | 0.64887 | 9.9568 | 5 | 9.6067
5495 | 200 | 0.64887 | 9.9568 | 5 | 9.6067
5500 | 200 | 0.64887 | 9.9568 | 5 | 9.6067
5505 | 200 | 0.64887 | 9.9568 | 5 | 9.6067
5510 | 200 | 0.64887 | 9.9568 | 5 | 9.6067
5515 | 200 | 0.64887 | 9.9568 | 5 | 9.6067
5520 | 200 | 0.64887 | 9.9568 | 5 | 9.6067
5525 | 200 | 0.64887 | 9.9568 | 5 | 9.6067
5530 | 200 | 0.64887 | 9.9568 | 5 | 9.6067
5535 | 200 | 0.64887 | 9.9568 | 5 | 9.6067
5540 | 200 | 0.64887 | 9.9568 | 5 | 9.6067
5545 | 200 | 0.64887 | 9.9568 | 5 | 9.6067
5550 | 200 | 0.64887 | 9.9568 | 5 | 9.6067
5555 | 200 | 0.64887 | 9.9568 | 5 | 9.6067
5560 | 200 | 0.64887 | 9.9568 | 5 | 9.6067
5565 | 200 | 0.64887 | 9.9568 | 5 | 9.6067
5570 | 200 | 0.64887 | 9.9568 | 5 | 9.6067
5575 | 200 | 0.64887 | 9.9568 | 5 | 9.6067
5580 | 200 | 0.64887 | 9.9568 | 5 | 9.6067
5585 | 200 | 0.64887 | 9.9568 | 5 | 9.6067
5590 | 200 | 0.64887 | 9.9568 | 5 | 9.6067
5595 | 200 | 0.64887 | 9.9568 | 5 | 9.6067
5600 | 200 | 0.64887 | 9.9568 | 5 | 9.6067
5605 | 200 | 0.64887 | 9.9568 | 5 | 9.6067
5610 | 200 | 0.64887 | 9.9568 | 5 | 9.6067
5615 | 200 | 0.64887 | 9.9568 | 5 | 9.6067
5620 | 200 | 0.64887 | 9.9568 | 5 | 9.6067
5625 | 200 | 0.64887 | 9.9568 | 5 | 9.6067
5630 | 200 | 0.64887 | 9.9568 | 5 | 9.6067
5635 | 200 | 0.64887 | 9.9568 | 5 | 9.6067
5640 | 200 | 0.64887 | 9.9568 | 5 | 9.6067
5645 | 200 | 0.64887 | 9.9568 | 5 | 9.6067
5650 | 200 | 0.64887 | 9.9568 | 5 | 9.6067
5655 | 200 | 0.64887 | 9.9568 | 5 | 9.6067
5660 | 200 | 0.64887 | 9.9568 | 5 | 9.6067
5665 | 200 | 0.64887 | 9.9568 | 5 | 9.6067
5670 | 200 | 0.64887 | 9.9568 | 5 | 9.6067
5675 | 200 | 0.64887 | 9.9568 | 5 | 9.6067
5680 | 200 | 0.64887 | 9.9568 | 5 | 9.6067
5685 | 200 | 0.64887 | 9.9568 | 5 | 9.6067
5690 | 200 | 0.64887 | 9.9568 | 5 | 9.6067
5695 | 200 | 0.64887 | 9.9568 | 5 | 9.6067
5700 | 200 | 0.64887 | 9.9568 | 5 | 9.6067
5705 | 200 | 0.64887 | 9.9568 | 5 | 9.6067
5710 | 200 | 0.64887 | 9.9568 | 5 | 9.6067
5715 | 200 | 0.64887 | 9.9568 | 5 | 9.6067
5720 | 200 | 0.64887 | 9.9568 | 5 | 9.6067
5725 | 200 | 0.64887 | 9.9568 | 5 | 9.6067
5730 | 200 | 0.64887 | 9.9568 | 5 | 9.6067
5735 | 200 | 0.64887 | 9.9568 | 5 | 9.6067
5740 | 200 | 0.64887 | 9.9568 | 5 | 9.6067
5745 | 200 | 0.64887 | 9.9568 | 5 | 9.6067
5750 | 200 | 0.64887 | 9.9568 | 5 | 9.6067
5755 | 200 | 0.64887 | 9.9568 | 5 | 9.6067
5760 | 200 | 0.64887 | 9.9568 | 5 | 9.6067
5765 | 200 | 0.64887 | 9.9568 | 5 | 9.6067
5770 | 200 | 0.64887 | 9.9568 | 5 | 9.6067
5775 | 200 | 0.64887 | 9.9568 | 5 | 9.6067
5780 | 200 | 0.64887 | 9.9568 | 5 | 9.6067
5785 | 200 | 0.64887 | 9.9568 | 5 | 9.6067
5790 | 200 | 0.64887 | 9.9568 | 5 | 9.6067
5795 | 200 | 0.64887 | 9.9568 | 5 | 9.6067
5800 | 200 | 0.64887 | 9.9568 | 5 | 9.6067
5805 | 200 | 0.64887 | 9.9568 | 5 | 9.6067
5810 | 200 | 0.64887 | 9.9568 | 5 | 9.6067
5815 | 200 | 0.64887 | 9.9568 | 5 | 9.6067
5820 | 200 | 0.64887 | 9.9568 | 5 | 9.6067
5825 | 200 | 0.64887 | 9.9568 | 5 | 9.6067
5830 | 200 | 0.64887 | 9.9568 | 5 | 9.6067
5835 | 200 | 0.64887 | 9.9568 | 5 | 9.6067
5840 | 200 | 0.64887 | 9.9568 | 5 | 9.6067
5845 | 200 | 0.64887 | 9.9568 | 5 | 9.6067
5850 | 200 | 0.64887 | 9.9568 | 5 | 9.6067
5855 | 200 | 0.64887 | 9.9568 | 5 | 9.6067
5860 | 200 | 0.64887 | 9.9568 | 5 | 9.6067
5865 | 200 | 0.64887 | 9.9568 | 5 | 9.6067
5870 | 200 | 0.64887 | 9.9568 | 5 | 9.6067
5875 | 200 | 0.64887 | 9.9568 | 5 | 9.6067
5880 | 200 | 0.64887 | 9.9568 | 5 | 9.6067
5885 | 200 | 0.64887 | 9.9568 | 5 | 9.6067
5890 | 200 | 0.64887 | 9.9568 | 5 | 9.6067
5895 | 200 | 0.64887 | 9.9568 | 5 | 9.6067
5900 | 200 | 0.64887 | 9.9568 | 5 | 9.6067
5905 | 200 | 0.64887 | 9.9568 | 5 | 9.6067
5910 | 200 | 0.64887 | 9.9568 | 5 | 9.6067
5915 | 200 | 0.64887 | 9.9568 | 5 | 9.6067
5920 | 200 | 0.64887 | 9.9568 | 5 | 9.6067
5925 | 200 | 0.64887 | 9.9568 | 5 | 9.6067
5930 | 200 | 0.64887 | 9.9568 | 5 | 9.6067
5935 | 200 | 0.64887 | 9.9568 | 5 | 9.6067
5940 | 200 | 0.64887 | 9.9568 | 5 | 9.6067
5945 | 200 | 0.64887 | 9.9568 | 5 | 9.6067
5950 | 200 | 0.64887 | 9.9568 | 5 | 9.6067
5955 | 200 | 0.64887 | 9.9568 | 5 | 9.6067
5960 | 200 | 0.64887 | 9.9568 | 5 | 9.6067
5965 | 200 | 0.64887 | 9.9568 | 5 | 9.6067
5970 | 200 | 0.64887 | 9.9568 | 5 | 9.6067
5975 | 200 | 0.64887 | 9.9568 | 5 | 9.6067
5980 | 200 | 0.64887 | 9.9568 | 5 | 9.6067
5985 | 200 | 0.64887 | 9.9568 | 5 | 9.6067
5990 | 200 | 0.64887 | 9.9568 | 5 | 9.6067
5995 | 200 | 0.64887 | 9.9568 | 5 | 9.6067
6000 | 200 | 0.64887 | 9.9568 | 5 | 9.6067
6005 | 200 | 0.64887 | 9.9568 | 5 | 9.6067
6010 | 200 | 0.64887 | 9.9568 | 5 | 9.6067
6015 | 200 | 0.64887 | 9.9568 | 5 | 9.6067
6020 | 200 | 0.64887 | 9.9568 | 5 | 9.6067
6025 | 200 | 0.64887 | 9.9568 | 5 | 9.6067
6030 | 200 | 0.64887 | 9.9568 | 5 | 9.6067
6035 | 200 | 0.64887 | 9.9568 | 5 | 9.6067
6040 | 200 | 0.64887 | 9.9568 | 5 | 9.6067
6045 | 200 | 0.64887 | 9.9568 | 5 | 9.6067
6050 | 200 | 0.64887 | 9.9568 | 5 | 9.6067
6055 | 200 | 0.64887 | 9.9568 | 5 | 9.6067
6060 | 200 | 0.64887 | 9.9568 | 5 | 9.6067
6065 | 200 | 0.64887 | 9.9568 | 5 | 9.6067
6070 | 200 | 0.64887 | 9.9568 | 5 | 9.6067
6075 | 200 | 0.64887 | 9.9568 | 5 | 9.6067
6080 | 200 | 0.64887 | 9.9568 | 5 | 9.6067
6085 | 200 | 0.64887 | 9.9568 | 5 | 9.6067
6090 | 200 | 0.64887 | 9.9568 | 5 | 9.6067
6095 | 200 | 0.64887 | 9.9568 | 5 | 9.6067
6100 | 200 | 0.64887 | 9.9568 | 5 | 9.6067
6105 | 200 | 0.64887 | 9.9568 | 5 | 9.6067
6110 | 200 | 0.64887 | 9.9568 | 5 | 9.6067
6115 | 200 | 0.64887 | 9.9568 | 5 | 9.6067
6120 | 200 | 0.64887 | 9.9568 | 5 | 9.6067
6125 | 200 | 0.64887 | 9.9568 | 5 | 9.6067
6130 | 200 | 0.64887 | 9.9568 | 5 | 9.6067
6135 | 200 | 0.64887 | 9.9568 | 5 | 9.6067
6140 | 200 | 0.64887 | 9.9568 | 5 | 9.6067
6145 | 200 | 0.64887 | 9.9568 | 5 | 9.6067
6150 | 200 | 0.64887 | 9.9568 | 5 | 9.6067
6155 | 200 | 0.64887 | 9.9568 | 5 | 9.6067
6160 | 200 | 0.64887 | 9.9568 | 5 | 9.6067
6165 | 200 | 0.64887 | 9.9568 | 5 | 9.6067
6170 | 200 | 0.64887 | 9.9568 | 5 | 9.6067
6175 | 200 | 0.64887 | 9.9568 | 5 | 9.6067
6180 | 200 | 0.64887 | 9.9568 | 5 | 9.6067
6185 | 200 | 0.64887 | 9.9568 | 5 | 9.6067
6190 | 200 | 0.64887 | 9.9568 | 5 | 9.6067
6195 | 200 | 0.64887 | 9.9568 | 5 | 9.6067
6200 | 200 | 0.64887 | 9.9568 | 5 | 9.6067
6205 | 200 | 0.64887 | 9.9568 | 5 | 9.6067
6210 | 200 | 0.64887 | 9.9568 | 5 | 9.6067
6215 | 200 | 0.64887 | 9.9568 | 5 | 9.6067
6220 | 200 | 0.64887 | 9.9568 | 5 | 9.6067
6225 | 200 | 0.64887 | 9.9568 | 5 | 9.6067
6230 | 200 | 0.64887 | 9.9568 | 5 | 9.6067
6235 | 200 | 0.64887 | 9.9568 | 5 | 9.6067
6240 | 200 | 0.64887 | 9.9568 | 5 | 9.6067
6245 | 200 | 0.64887 | 9.9568 | 5 | 9.6067
6250 | 200 | 0.64887 | 9.9568 | 5 | 9.6067
6255 | 200 | 0.64887 | 9.9568 | 5 | 9.6067
6260 | 200 | 0.64887 | 9.9568 | 5 | 9.6067
6265 | 200 | 0.64887 | 9.9568 | 5 | 9.6067
6270 | 200 | 0.64887 | 9.9568 | 5 | 9.6067
6275 | 200 | 0.64887 | 9.9568 | 5 | 9.6067
6280 | 200 | 0.64887 | 9.9568 | 5 | 9.6067
6285 | 200 | 0.64887 | 9.9568 | 5 | 9.6067
6290 | 200 | 0.64887 | 9.9568 | 5 | 9.6067
6295 | 200 | 0.64887 | 9.9568 | 5 | 9.6067
6300 | 200 | 0.64887 | 9.9568 | 5 | 9.6067
6305 | 200 | 0.64887 | 9.9568 | 5 | 9.6067
6310 | 200 | 0.64887 | 9.9568 | 5 | 9.6067
6315 | 200 | 0.64887 | 9.9568 | 5 | 9.6067
6320 | 200 | 0.64887 | 9.9568 | 5 | 9.6067
6325 | 200 | 0.64887 | 9.9568 | 5 | 9.6067
6330 | 200 | 0.64887 | 9.9568 | 5 | 9.6067
6335 | 200 | 0.64887 | 9.9568 | 5 | 9.6067
6340 | 200 | 0.64887 | 9.9568 | 5 | 9.6067
6345 | 200 | 0.64887 | 9.9568 | 5 | 9.6067
6350 | 200 | 0.64887 | 9.9568 | 5 | 9.6067
6355 | 200 | 0.64887 | 9.9568 | 5 | 9.6067
6360 | 200 | 0.64887 | 9.9568 | 5 | 9.6067
6365 | 200 | 0.64887 | 9.9568 | 5 | 9.6067
6370 | 200 | 0.64887 | 9.9568 | 5 | 9.6067
6375 | 200 | 0.64887 | 9.9568 | 5 | 9.6067
6380 | 200 | 0.64887 | 9.9568 | 5 | 9.6067
6385 | 200 | 0.64887 | 9.9568 | 5 | 9.6067
6390 | 200 | 0.64887 | 9.9568 | 5 | 9.6067
6395 | 200 | 0.64887 | 9.9568 | 5 | 9.6067
6400 | 200 | 0.64887 | 9.9568 | 5 | 9.6067
6405 | 200 | 0.64887 | 9.9568 | 5 | 9.6067
6410 | 200 | 0.64887 | 9.9568 | 5 | 9.6067
6415 | 200 | 0.64887 | 9.9568 | 5 | 9.6067
6420 | 200 | 0.64887 | 9.9568 | 5 | 9.6067
6425 | 200 | 0.64887 | 9.9568 | 5 | 9.6067
6430 | 200 | 0.64887 | 9.9568 | 5 | 9.6067
6435 | 200 | 0.64887 | 9.9568 | 5 | 9.6067
6440 | 200 | 0.64887 | 9.9568 | 5 | 9.6067
6445 | 200 | 0.64887 | 9.9568 | 5 | 9.6067
6450 | 200 | 0.64887 | 9.9568 | 5 | 9.6067
6455 | 200 | 0.64887 | 9.9568 | 5 | 9.6067
6460 | 200 | 0.64887 | 9.9568 | 5 | 9.6067
6465 | 200 | 0.64887 | 9.9568 | 5 | 9.6067
6470 | 200 | 0.64887 | 9.9568 | 5 | 9.6067
6475 | 200 | 0.64887 | 9.9568 | 5 | 9.6067
6480 | 200 | 0.64887 | 9.9568 | 5 | 9.6067
6485 | 200 | 0.64887 | 9.9568 | 5 | 9.6067
6490 | 200 | 0.64887 | 9.9568 | 5 | 9.6067
6495 | 200 | 0.64887 | 9.9568 | 5 | 9.6067
6500 | 200 | 0.64887 | 9.9568 | 5 | 9.6067
6505 | 200 | 0.64887 | 9.9568 | 5 | 9.6067
6510 | 200 | 0.64887 | 9.9568 | 5 | 9.6067
6515 | 200 | 0.64887 | 9.9568 | 5 | 9.6067
6520 | 200 | 0.64887 | 9.9568 | 5 | 9.6067
6525 | 200 | 0.64887 | 9.9568 | 5 | 9.6067
6530 | 200 | 0.64887 | 9.9568 | 5 | 9.6067
6535 | 200 | 0.64887 | 9.9568 | 5 | 9.6067
6540 | 200 | 0.64887 | 9.9568 | 5 | 9.6067
6545 | 200 | 0.64887 | 9.9568 | 5 | 9.6067
6550 | 200 | 0.64887 | 9.9568 | 5 | 9.6067
6555 | 200 | 0.64887 | 9.9568 | 5 | 9.6067
6560 | 200 | 0.64887 | 9.9568 | 5 | 9.6067
6565 | 200 | 0.64887 | 9.9568 | 5 | 9.6067
6570 | 200 | 0.64887 | 9.9568 | 5 | 9.6067
6575 | 200 | 0.64887 | 9.9568 | 5 | 9.6067
6580 | 200 | 0.64887 | 9.9568 | 5 | 9.6067
6585 | 200 | 0.64887 | 9.9568 | 5 | 9.6067
6590 | 200 | 0.64887 | 9.9568 | 5 | 9.6067
6595 | 200 | 0.64887 | 9.9568 | 5 | 9.6067
6600 | 200 | 0.64887 | 9.9568 | 5 | 9.6067
6605 | 200 | 0.64887 | 9.9568 | 5 | 9.6067
6610 | 200 | 0.64887 | 9.9568 | 5 | 9.6067
6615 | 200 | 0.64887 | 9.9568 | 5 | 9.6067
6620 | 200 | 0.64887 | 9.9568 | 5 | 9.6067
6625 | 200 | 0.64887 | 9.9568 | 5 | 9.6067
6630 | 200 | 0.64887 | 9.9568 | 5 | 9.6067
6635 | 200 | 0.64887 | 9.9568 | 5 | 9.6067
6640 | 200 | 0.64887 | 9.9568 | 5 | 9.6067
6645 | 200 | 0.64887 | 9.9568 | 5 | 9.6067
6650 | 200 | 0.64887 | 9.9568 | 5 | 9.6067
6655 | 200 | 0.64887 | 9.9568 | 5 | 9.6067
6660 | 200 | 0.64887 | 9.9568 | 5 | 9.6067
6665 | 200 | 0.64887 | 9.9568 | 5 | 9.6067
6670 | 200 | 0.64887 | 9.9568 | 5 | 9.6067
6675 | 200 | 0.64887 | 9.9568 | 5 | 9.6067
6680 | 200 | 0.64887 | 9.9568 | 5 | 9.6067
6685 | 200 | 0.64887 | 9.9568 | 5 | 9.6067
6690 | 200 | 0.64887 | 9.9568 | 5 | 9.6067
6695 | 200 | 0.64887 | 9.9568 | 5 | 9.6067
6700 | 200 | 0.64887 | 9.9568 | 5 | 9.6067
6705 | 200 | 0.64887 | 9.9568 | 5 | 9.6067
6710 | 200 | 0.64887 | 9.9568 | 5 | 9.6067
6715 | 200 | 0.64887 | 9.9568 | 5 | 9.6067
6720 | 200 | 0.64887 | 9.9568 | 5 | 9.6067
6725 | 200 | 0.64887 | 9.9568 | 5 | 9.6067
6730 | 200 | 0.64887 | 9.9568 | 5 | 9.6067
6735 | 200 | 0.64887 | 9.9568 | 5 | 9.6067
6740 | 200 | 0.64887 | 9.9568 | 5 | 9.6067
6745 | 200 | 0.64887 | 9.9568 | 5 | 9.6067
6750 | 200 | 0.64887 | 9.9568 | 5 | 9.6067
6755 | 200 | 0.64887 | 9.9568 | 5 | 9.6067
6760 | 200 | 0.64887 | 9.9568 | 5 | 9.6067
6765 | 200 | 0.64887 | 9.9568 | 5 | 9.6067
6770 | 200 | 0.64887 | 9.9568 | 5 | 9.6067
6775 | 200 | 0.64887 | 9.9568 | 5 | 9.6067
6780 | 200 | 0.64887 | 9.9568 | 5 | 9.6067
6785 | 200 | 0.64887 | 9.9568 | 5 | 9.6067
6790 | 200 | 0.64887 | 9.9568 | 5 | 9.6067
6795 | 200 | 0.64887 | 9.9568 | 5 | 9.6067
6800 | 200 | 0.64887 | 9.9568 | 5 | 9.6067
6805 | 200 | 0.64887 | 9.9568 | 5 | 9.6067
6810 | 200 | 0.64887 | 9.9568 | 5 | 9.6067
6815 | 200 | 0.64887 | 9.9568 | 5 | 9.6067
6820 | 200 | 0.64887 | 9.9568 | 5 | 9.6067
6825 | 200 | 0.64887 | 9.9568 | 5 | 9.6067
6830 | 200 | 0.64887 | 9.9568 | 5 | 9.6067
6835 | 200 | 0.64887 | 9.9568 | 5 | 9.6067
6840 | 200 | 0.64887 | 9.9568 | 5 | 9.6067
6845 | 200 | 0.64887 | 9.9568 | 5 | 9.6067
6850 | 200 | 0.64887 | 9.9568 | 5 | 9.6067
6855 | 200 | 0.64887 | 9.9568 | 5 | 9.6067
6860 | 200 | 0.64887 | 9.9568 | 5 | 9.6067
6865 | 200 | 0.64887 | 9.9568 | 5 | 9.6067
6870 | 200 | 0.64887 | 9.9568 | 5 | 9.6067
6875 | 200 | 0.64887 | 9.9568 | 5 | 9.6067
6880 | 200 | 0.64887 | 9.9568 | 5 | 9.6067
6885 | 200 | 0.64887 | 9.9568 | 5 | 9.6067
6890 | 200 | 0.64887 | 9.9568 | 5 | 9.6067
6895 | 200 | 0.64887 | 9.9568 | 5 | 9.6067
6900 | 200 | 0.64887 | 9.9568 | 5 | 9.6067
6905 | 200 | 0.64887 | 9.9568 | 5 | 9.6067
6910 | 200 | 0.64887 | 9.9568 | 5 | 9.6067
6915 | 200 | 0.64887 | 9.9568 | 5 | 9.6067
6920 | 200 | 0.64887 | 9.9568 | 5 | 9.6067
6925 | 200 | 0.64887 | 9.9568 | 5 | 9.6067
6930 | 200 | 0.64887 | 9.9568 | 5 | 9.6067
6935 | 200 | 0.64887 | 9.9568 | 5 | 9.6067
6940 | 200 | 0.64887 | 9.9568 | 5 | 9.6067
6945 | 200 | 0.64887 | 9.9568 | 5 | 9.6067
6950 | 200 | 0.64887 | 9.9568 | 5 | 9.6067
6955 | 200 | 0.64887 | 9.9568 | 5 | 9.6067
6960 | 200 | 0.64887 | 9.9568 | 5 | 9.6067
6965 | 200 | 0.64887 | 9.9568 | 5 | 9.6067
6970 | 200 | 0.64887 | 9.9568 | 5 | 9.6067
6975 | 200 | 0.64887 | 9.9568 | 5 | 9.6067
6980 | 200 | 0.64887 | 9.9568 | 5 | 9.6067
6985 | 200 | 0.64887 | 9.9568 | 5 | 9.6067
6990 | 200 | 0.64887 | 9.9568 | 5 | 9.6067
6995 | 200 | 0.64887 | 9.9568 | 5 | 9.6067
7000 | 200 | 0.64887 | 9.9568 | 5 | 9.6067
7005 | 200 | 0.64887 | 9.9568 | 5 | 9.6067
7010 | 200 | 0.64887 | 9.9568 | 5 | 9.6067
7015 | 200 | 0.64887 | 9.9568 | 5 | 9.6067
7020 | 200 | 0.64887 | 9.9568 | 5 | 9.6067
7025 | 200 | 0.64887 | 9.9568 | 5 | 9.6067
7030 | 200 | 0.64887 | 9.9568 | 5 | 9.6067
7035 | 200 | 0.64887 | 9.9568 | 5 | 9.6067
7040 | 200 | 0.64887 | 9.9568 | 5 | 9.6067
7045 | 200 | 0.64887 | 9.9568 | 5 | 9.6067
7050 | 200 | 0.64887 | 9.9568 | 5 | 9.6067
7055 | 200 | 0.64887 | 9.9568 | 5 | 9.6067
7060 | 200 | 0.64887 | 9.9568 | 5 | 9.6067
7065 | 200 | 0.64887 | 9.9568 | 5 | 9.6067
7070 | 200 | 0.64887 | 9.9568 | 5 | 9.6067
7075 | 200 | 0.64887 | 9.9568 | 5 | 9.6067
7080 | 200 | 0.64887 | 9.9568 | 5 | 9.6067
7085 | 200 | 0.64887 | 9.9568 | 5 | 9.6067
7090 | 200 | 0.64887 | 9.9568 | 5 | 9.6067
7095 | 200 | 0.64887 | 9.9568 | 5 | 9.6067
7100 | 200 | 0.64887 | 9.9568 | 5 | 9.6067
7105 | 200 | 0.64887 | 9.9568 | 5 | 9.6067
7110 | 200 | 0.64887 | 9.9568 | 5 | 9.6067
7115 | 200 | 0.64887 | 9.9568 | 5 | 9.6067
7120 | 200 | 0.64887 | 9.9568 | 5 | 9.6067
7125 | 200 | 0.64887 | 9.9568 | 5 | 9.6067
7130 | 200 | 0.64887 | 9.9568 | 5 | 9.6067
7135 | 200 | 0.64887 | 9.9568 | 5 | 9.6067
7140 | 200 | 0.64887 | 9.9568 | 5 | 9.6067
7145 | 200 | 0.64887 | 9.9568 | 5 | 9.6067
7150 | 200 | 0.64887 | 9.9568 | 5 | 9.6067
7155 | 200 | 0.64887 | 9.9568 | 5 | 9.6067
7160 | 200 | 0.64887 | 9.9568 | 5 | 9.6067
7165 | 200 | 0.64887 | 9.9568 | 5 | 9.6067
7170 | 200 | 0.64887 | 9.9568 | 5 | 9.6067
7175 | 200 | 0.64887 | 9.9568 | 5 | 9.6067
7180 | 200 | 0.64887 | 9.9568 | 5 | 9.6067
7185 | 200 | 0.64887 | 9.9568 | 5 | 9.6067
7190 | 200 | 0.64887 | 9.9568 | 5 | 9.6067
7195 | 200 | 0.64887 | 9.9568 | 5 | 9.6067
7200 | 200 | 0.64887 | 9.9568 | 5 | 9.6067
7205 | 200 | 0.64887 | 9.9568 | 5 | 9.6067
7210 | 200 | 0.64887 | 9.9568 | 5 | 9.6067
7215 | 200 | 0.64887 | 9.9568 | 5 | 9.6067
7220 | 200 | 0.64887 | 9.9568 | 5 | 9.6067
7225 | 200 | 0.64887 | 9.9568 | 5 | 9.6067
7230 | 200 | 0.64887 | 9.9568 | 5 | 9.6067
7235 | 200 | 0.64887 | 9.9568 | 5 | 9.6067
7240 | 200 | 0.64887 | 9.9568 | 5 | 9.6067
7245 | 200 | 0.64887 | 9.9568 | 5 | 9.6067
7250 | 200 | 0.64887 | 9.9568 | 5 | 9.6067
7255 | 200 | 0.64887 | 9.9568 | 5 | 9.6067
7260 | 200 | 0.64887 | 9.9568 | 5 | 9.6067
7265 | 200 | 0.64887 | 9.9568 | 5 | 9.6067
7270 | 200 | 0.64887 | 9.9568 | 5 | 9.6067
7275 | 200 | 0.64887 | 9.9568 | 5 | 9.6067
7280 | 200 | 0.64887 | 9.9568 | 5 | 9.6067
7285 | 200 | 0.64887 | 9.9568 | 5 | 9.6067
7290 | 200 | 0.64887 | 9.9568 | 5 | 9.6067
7295 | 200 | 0.64887 | 9.9568 | 5 | 9.6067
7300 | 200 | 0.64887 | 9.9568 | 5 | 9.6067
7305 | 200 | 0.64887 | 9.9568 | 5 | 9.6067
7310 | 200 | 0.64887 | 9.9568 | 5 | 9.6067
7315 | 200 | 0.64887 | 9.9568 | 5 | 9.6067
7320 | 200 | 0.64887 | 9.9568 | 5 | 9.6067
7325 | 200 | 0.64887 | 9.9568 | 5 | 9.6067
7330 | 200 | 0.64887 | 9.9568 | 5 | 9.6067
7335 | 200 | 0.64887 | 9.9568 | 5 | 9.6067
7340 | 200 | 0.64887 | 9.9568 | 5 | 9.6067
7345 | 200 | 0.64887 | 9.9568 | 5 | 9.6067
7350 | 200 | 0.64887 | 9.9568 | 5 | 9.6067
7355 | 200 | 0.64887 | 9.9568 | 5 | 9.6067
7360 | 200 | 0.64887 | 9.9568 | 5 | 9.6067
7365 | 200 | 0.64887 | 9.9568 | 5 | 9.6067
7370 | 200 | 0.64887 | 9.9568 | 5 | 9.6067
7375 | 200 | 0.64887 | 9.9568 | 5 | 9.6067
7380 | 200 | 0.64887 | 9.9568 | 5 | 9.6067
7385 | 200 | 0.64887 | 9.9568 | 5 | 9.6067
7390 | 200 | 0.64887 | 9.9568 | 5 | 9.6067
7395 | 200 | 0.64887 | 9.9568 | 5 | 9.6067
7400 | 200 | 0.64887 | 9.9568 | 5 | 9.6067
7405 | 200 | 0.64887 | 9.9568 | 5 | 9.6067
7410 | 200 | 0.64887 | 9.9568 | 5 | 9.6067
7415 | 200 | 0.64887 | 9.9568 | 5 | 9.6067
7420 | 200 | 0.64887 | 9.9568 | 5 | 9.6067
7425 | 200 | 0.64887 | 9.9568 | 5 | 9.6067
7430 | 200 | 0.64887 | 9.9568 | 5 | 9.6067
7435 | 200 | 0.64887 | 9.9568 | 5 | 9.6067
7440 | 200 | 0.64887 | 9.9568 | 5 | 9.6067
7445 | 200 | 0.64887 | 9.9568 | 5 | 9.6067
7450 | 200 | 0.64887 | 9.9568 | 5 | 9.6067
7455 | 200 | 0.64887 | 9.9568 | 5 | 9.6067
7460 | 200 | 0.64887 | 9.9568 | 5 | 9.6067
7465 | 200 | 0.64887 | 9.9568 | 5 | 9.6067
7470 | 200 | 0.64887 | 9.9568 | 5 | 9.6067
7475 | 200 | 0.64887 | 9.9568 | 5 | 9.6067
7480 | 200 | 0.64887 | 9.9568 | 5 | 9.6067
7485 | 200 | 0.64887 | 9.9568 | 5 | 9.6067
7490 | 200 | 0.64887 | 9.9568 | 5 | 9.6067
7495 | 200 | 0.64887 | 9.9568 | 5 | 9.6067
7500 | 200 | 0.64887 | 9.9568 | 5 | 9.6067
7505 | 200 | 0.64887 | 9.9568 | 5 | 9.6067
7510 | 200 | 0.64887 | 9.9568 | 5 | 9.6067
7515 | 200 | 0.64887 | 9.9568 | 5 | 9.6067
7520 | 200 | 0.64887 | 9.9568 | 5 | 9.6067
7525 | 200 | 0.64887 | 9.9568 | 5 | 9.6067
7530 | 200 | 0.64887 | 9.9568 | 5 | 9.6067
7535 | 200 | 0.64887 | 9.9568 | 5 | 9.6067
7540 | 200 | 0.64887 | 9.9568 | 5 | 9.6067
7545 | 200 | 0.64887 | 9.9568 | 5 | 9.6067
7550 | 200 | 0.64887 | 9.9568 | 5 | 9.6067
7555 | 200 | 0.64887 | 9.9568 | 5 | 9.6067
7560 | 200 | 0.64887 | 9.9568 | 5 | 9.6067
7565 | 200 | 0.64887 | 9.9568 | 5 | 9.6067
7570 | 200 | 0.64887 | 9.9568 | 5 | 9.6067
7575 | 200 | 0.64887 | 9.9568 | 5 | 9.6067
7580 | 200 | 0.64887 | 9.9568 | 5 | 9.6067
7585 | 200 | 0.64887 | 9.9568 | 5 | 9.6067
7590 | 200 | 0.64887 | 9.9568 | 5 | 9.6067
7595 | 200 | 0.64887 | 9.9568 | 5 | 9.6067
7600 | 200 | 0.64887 | 9.9568 | 5 | 9.6067
7605 | 200 | 0.64887 | 9.9568 | 5 | 9.6067
7610 | 200 | 0.64887 | 9.9568 | 5 | 9.6067
7615 | 200 | 0.64887 | 9.9568 | 5 | 9.6067
7620 | 200 | 0.64887 | 9.9568 | 5 | 9.6067
7625 | 200 | 0.64887 | 9.9568 | 5 | 9.6067
7630 | 200 | 0.64887 | 9.9568 | 5 | 9.6067
7635 | 200 | 0.64887 | 9.9568 | 5 | 9.6067
7640 | 200 | 0.64887 | 9.9568 | 5 | 9.6067
7645 | 200 | 0.64887 | 9.9568 | 5 | 9.6067
7650 | 200 | 0.64887 | 9.9568 | 5 | 9.6067
7655 | 200 | 0.64887 | 9.9568 | 5 | 9.6067
7660 | 200 | 0.64887 | 9.9568 | 5 | 9.6067
7665 | 200 | 0.64887 | 9.9568 | 5 | 9.6067
7670 | 200 | 0.64887 | 9.9568 | 5 | 9.6067
7675 | 200 | 0.64887 | 9.9568 | 5 | 9.6067
7680 | 200 | 0.64887 | 9.9568 | 5 | 9.6067
7685 | 200 | 0.64887 | 9.9568 | 5 | 9.6067
7690 | 200 | 0.64887 | 9.9568 | 5 | 9.6067
7695 | 200 | 0.64887 | 9.9568 | 5 | 9.6067
7700 | 200 | 0.64887 | 9.9568 | 5 | 9.6067
7705 | 200 | 0.64887 | 9.9568 | 5 | 9.6067
7710 | 200 | 0.64887 | 9.9568 | 5 | 9.6067
7715 | 200 | 0.64887 | 9.9568 | 5 | 9.6067
7720 | 200 | 0.64887 | 9.9568 | 5 | 9.6067
7725 | 200 | 0.64887 | 9.9568 | 5 | 9.6067
7730 | 200 | 0.64887 | 9.9568 | 5 | 9.6067
7735 | 200 | 0.64887 | 9.9568 | 5 | 9.6067
7740 | 200 | 0.64887 | 9.9568 | 5 | 9.6067
7745 | 200 | 0.64887 | 9.9568 | 5 | 9.6067
7750 | 200 | 0.64887 | 9.9568 | 5 | 9.6067
7755 | 200 | 0.64887 | 9.9568 | 5 | 9.6067
7760 | 200 | 0.64887 | 9.9568 | 5 | 9.6067
7765 | 200 | 0.64887 | 9.9568 | 5 | 9.6067
7770 | 200 | 0.64887 | 9.9568 | 5 | 9.6067
7775 | 200 | 0.64887 | 9.9568 | 5 | 9.6067
7780 | 200 | 0.64887 | 9.9568 | 5 | 9.6067
7785 | 200 | 0.64887 | 9.9568 | 5 | 9.6067
7790 | 200 | 0.64887 | 9.9568 | 5 | 9.6067
7795 | 200 | 0.64887 | 9.9568 | 5 | 9.6067
7800 | 200 | 0.64887 | 9.9568 | 5 | 9.6067
7805 | 200 | 0.64887 | 9.9568 | 5 | 9.6067
7810 | 200 | 0.64887 | 9.9568 | 5 | 9.6067
7815 | 200 | 0.64887 | 9.9568 | 5 | 9.6067
7820 | 200 | 0.64887 | 9.9568 | 5 | 9.6067
7825 | 200 | 0.64887 | 9.9568 | 5 | 9.6067
7830 | 200 | 0.64887 | 9.9568 | 5 | 9.6067
7835 | 200 | 0.64887 | 9.9568 | 5 | 9.6067
7840 | 200 | 0.64887 | 9.9568 | 5 | 9.6067
7845 | 200 | 0.64887 | 9.9568 | 5 | 9.6067
7850 | 200 | 0.64887 | 9.9568 | 5 | 9.6067
7855 | 200 | 0.64887 | 9.9568 | 5 | 9.6067
7860 | 200 | 0.64887 | 9.9568 | 5 | 9.6067
7865 | 200 | 0.64887 | 9.9568 | 5 | 9.6067
7870 | 200 | 0.64887 | 9.9568 | 5 | 9.6067
7875 | 200 | 0.64887 | 9.9568 | 5 | 9.6067
7880 | 200 | 0.64887 | 9.9568 | 5 | 9.6067
7885 | 200 | 0.64887 | 9.9568 | 5 | 9.6067
7890 | 200 | 0.64887 | 9.9568 | 5 | 9.6067
7895 | 200 | 0.64887 | 9.9568 | 5 | 9.6067
7900 | 200 | 0.64887 | 9.9568 | 5 | 9.6067
7905 | 200 | 0.64887 | 9.9568 | 5 | 9.6067
7910 | 200 | 0.64887 | 9.9568 | 5 | 9.6067
7915 | 200 | 0.64887 | 9.9568 | 5 | 9.6067
7920 | 200 | 0.64887 | 9.9568 | 5 | 9.6067
7925 | 200 | 0.64887 | 9.9568 | 5 | 9.6067
7930 | 200 | 0.64887 | 9.9568 | 5 | 9.6067
7935 | 200 | 0.64887 | 9.9568 | 5 | 9.6067
7940 | 200 | 0.64887 | 9.9568 | 5 | 9.6067
7945 | 200 | 0.64887 | 9.9568 | 5 | 9.6067
7950 | 200 | 0.64887 | 9.9568 | 5 | 9.6067
7955 | 200 | 0.64887 | 9.9568 | 5 | 9.6067
7960 | 200 | 0.64887 | 9.9568 | 5 | 9.6067
7965 | 200 | 0.64887 | 9.9568 | 5 | 9.6067
7970 | 200 | 0.64887 | 9.9568 | 5 | 9.6067
7975 | 200 | 0.64887 | 9.9568 | 5 | 9.6067
7980 | 200 | 0.64887 | 9.9568 | 5 | 9.6067
7985 | 200 | 0.64887 | 9.9568 | 5 | 9.6067
7990 | 200 | 0.64887 | 9.9568 | 5 | 9.6067
7995 | 200 | 0.64887 | 9.9568 | 5 | 9.6067
8000 | 200 | 0.64887 | 9.9568 | 5 | 9.6067
8005 | 200 | 0.64887 | 9.9568 | 5 | 9.6067
8010 | 200 | 0.64887 | 9.9568 | 5 | 9.6067
8015 | 200 | 0.64887 | 9.9568 | 5 | 9.6067
8020 | 200 | 0.64887 | 9.9568 | 5 | 9.6067
8025 | 200 | 0.64887 | 9.9568 | 5 | 9.6067
8030 | 200 | 0.64887 | 9.9568 | 5 | 9.6067
8035 | 200 | 0.64887 | 9.9568 | 5 | 9.6067
8040 | 200 | 0.64887 | 9.9568 | 5 | 9.6067
8045 | 200 | 0.64887 | 9.9568 | 5 | 9.6067
8050 | 200 | 0.64887 | 9.9568 | 5 | 9.6067
8055 | 200 | 0.64887 | 9.9568 | 5 | 9.6067
8060 | 200 | 0.64887 | 9.9568 | 5 | 9.6067
8065 | 200 | 0.64887 | 9.9568 | 5 | 9.6067
8070 | 200 | 0.64887 | 9.9568 | 5 | 9.6067
8075 | 200 | 0.64887 | 9.9568 | 5 | 9.6067
8080 | 200 | 0.64887 | 9.9568 | 5 | 9.6067
8085 | 200 | 0.64887 | 9.9568 | 5 | 9.6067
8090 | 200 | 0.64887 | 9.9568 | 5 | 9.6067
8095 | 200 | 0.64887 | 9.9568 | 5 | 9.6067
8100 | 200 | 0.64887 | 9.9568 | 5 | 9.6067
8105 | 200 | 0.64887 | 9.9568 | 5 | 9.6067
8110 | 200 | 0.64887 | 9.9568 | 5 | 9.6067
8115 | 200 | 0.64887 | 9.9568 | 5 | 9.6067
8120 | 200 | 0.64887 | 9.9568 | 5 | 9.6067
8125 | 200 | 0.64887 | 9.9568 | 5 | 9.6067
8130 | 200 | 0.64887 | 9.9568 | 5 | 9.6067
8135 | 200 | 0.64887 | 9.9568 | 5 | 9.6067
8140 | 200 | 0.64887 | 9.9568 | 5 | 9.6067
8145 | 200 | 0.64887 | 9.9568 | 5 | 9.6067
8150 | 200 | 0.64887 | 9.9568 | 5 | 9.6067
8155 | 200 | 0.64887 | 9.9568 | 5 | 9.6067
8160 | 200 | 0.64887 | 9.9568 | 5 | 9.6067
8165 | 200 | 0.64887 | 9.9568 | 5 | 9.6067
8170 | 200 | 0.64887 | 9.9568 | 5 | 9.6067
8175 | 200 | 0.64887 | 9.9568 | 5 | 9.6067
8180 | 200 | 0.64887 | 9.9568 | 5 | 9.6067
8185 | 200 | 0.64887 | 9.9568 | 5 | 9.6067
8190 | 200 | 0.64887 | 9.9568 | 5 | 9.6067
8195 | 200 | 0.64887 | 9.9568 | 5 | 9.6067
8200 | 200 | 0.64887 | 9.9568 | 5 | 9.6067
8205 | 200 | 0.64887 | 9.9568 | 5 | 9.6067
8210 | 200 | 0.64887 | 9.9568 | 5 | 9.6067
8215 | 200 | 0.64887 | 9.9568 | 5 | 9.6067
8220 | 200 | 0.64887 | 9.9568 | 5 | 9.6067
8225 | 200 | 0.64887 | 9.9568 | 5 | 9.6067
8230 | 200 | 0.64887 | 9.9568 | 5 | 9.6067
8235 | 200 | 0.64887 | 9.9568 | 5 | 9.6067
8240 | 200 | 0.64887 | 9.9568 | 5 | 9.6067
8245 | 200 | 0.64887 | 9.9568 | 5 | 9.6067
8250 | 200 | 0.64887 | 9.9568 | 5 | 9.6067
8255 | 200 | 0.64887 | 9.9568 | 5 | 9.6067
8260 | 200 | 0.64887 | 9.9568 | 5 | 9.6067
8265 | 200 | 0.64887 | 9.9568 | 5 | 9.6067
8270 | 200 | 0.64887 | 9.9568 | 5 | 9.6067
8275 | 200 | 0.64887 | 9.9568 | 5 | 9.6067
8280 | 200 | 0.64887 | 9.9568 | 5 | 9.6067
8285 | 200 | 0.64887 | 9.9568 | 5 | 9.6067
8290 | 200 | 0.64887 | 9.9568 | 5 | 9.6067
8295 | 200 | 0.64887 | 9.9568 | 5 | 9.6067
8300 | 200 | 0.64887 | 9.9568 | 5 | 9.6067
8305 | 200 | 0.64887 | 9.9568 | 5 | 9.6067
8310 | 200 | 0.64887 | 9.9568 | 5 | 9.6067
8315 | 200 | 0.64887 | 9.9568 | 5 | 9.6067
8320 | 200 | 0.64887 | 9.9568 | 5 | 9.6067
8325 | 200 | 0.64887 | 9.9568 | 5 | 9.6067
8330 | 200 | 0.64887 | 9.9568 | 5 | 9.6067
8335 | 200 | 0.64887 | 9.9568 | 5 | 9.6067
8340 | 200 | 0.64887 | 9.9568 | 5 | 9.6067
8345 | 200 | 0.64887 | 9.9568 | 5 | 9.6067
8350 | 200 | 0.64887 | 9.9568 | 5 | 9.6067
8355 | 200 | 0.64887 | 9.9568 | 5 | 9.6067
8360 | 200 | 0.64887 | 9.9568 | 5 | 9.6067
8365 | 200 | 0.64887 | 9.9568 | 5 | 9.6067
8370 | 200 | 0.64887 | 9.9568 | 5 | 9.6067
8375 | 200 | 0.64887 | 9.9568 | 5 | 9.6067
8380 | 200 | 0.64887 | 9.9568 | 5 | 9.6067
8385 | 200 | 0.64887 | 9.9568 | 5 | 9.6067
8390 | 200 | 0.64887 | 9.9568 | 5 | 9.6067
8395 | 200 | 0.64887 | 9.9568 | 5 | 9.6067
8400 | 200 | 0.64887 | 9.9568 | 5 | 9.6067
8405 | 200 | 0.64887 | 9.9568 | 5 | 9.6067
8410 | 200 | 0.64887 | 9.9568 | 5 | 9.6067
8415 | 200 | 0.64887 | 9.9568 | 5 | 9.6067
8420 | 200 | 0.64887 | 9.9568 | 5 | 9.6067
8425 | 200 | 0.64887 | 9.9568 | 5 | 9.6067
8430 | 200 | 0.64887 | 9.9568 | 5 | 9.6067
8435 | 200 | 0.64887 | 9.9568 | 5 | 9.6067
8440 | 200 | 0.64887 | 9.9568 | 5 | 9.6067
8445 | 200 | 0.64887 | 9.9568 | 5 | 9.6067
8450 | 200 | 0.64887 | 9.9568 | 5 | 9.6067
8455 | 200 | 0.64887 | 9.9568 | 5 | 9.6067
8460 | 200 | 0.64887 | 9.9568 | 5 | 9.6067
8465 | 200 | 0.64887 | 9.9568 | 5 | 9.6067
8470 | 200 | 0.64887 | 9.9568 | 5 | 9.6067
8475 | 200 | 0.64887 | 9.9568 | 5 | 9.6067
8480 | 200 | 0.64887 | 9.9568 | 5 | 9.6067
8485 | 200 | 0.64887 | 9.9568 | 5 | 9.6067
8490 | 200 | 0.64887 | 9.9568 | 5 | 9.6067
8495 | 200 | 0.64887 | 9.9568 | 5 | 9.6067
8500 | 200 | 0.64887 | 9.9568 | 5 | 9.6067
8505 | 200 | 0.64887 | 9.9568 | 5 | 9.6067
8510 | 200 | 0.64887 | 9.9568 | 5 | 9.6067
8515 | 200 | 0.64887 | 9.9568 | 5 | 9.6067
8520 | 200 | 0.64887 | 9.9568 | 5 | 9.6067
8525 | 200 | 0.64887 | 9.9568 | 5 | 9.6067
8530 | 200 | 0.64887 | 9.9568 | 5 | 9.6067
8535 | 200 | 0.64887 | 9.9568 | 5 | 9.6067
8540 | 200 | 0.64887 | 9.9568 | 5 | 9.6067
8545 | 200 | 0.64887 | 9.9568 | 5 | 9.6067
8550 | 200 | 0.64887 | 9.9568 | 5 | 9.6067
8555 | 200 | 0.64887 | 9.9568 | 5 | 9.6067
8560 | 200 | 0.64887 | 9.9568 | 5 | 9.6067
8565 | 200 | 0.64887 | 9.9568 | 5 | 9.6067
8570 | 200 | 0.64887 | 9.9568 | 5 | 9.6067
8575 | 200 | 0.64887 | 9.9568 | 5 | 9.6067
8580 | 200 | 0.64887 | 9.9568 | 5 | 9.6067
8585 | 200 | 0.64887 | 9.9568 | 5 | 9.6067
8590 | 200 | 0.64887 | 9.9568 | 5 | 9.6067
8595 | 200 | 0.64887 | 9.9568 | 5 | 9.6067
8600 | 200 | 0.64887 | 9.9568 | 5 | 9.6067
8605 | 200 | 0.64887 | 9.9568 | 5 | 9.6067
8610 | 200 | 0.64887 | 9.9568 | 5 | 9.6067
8615 | 200 | 0.64887 | 9.9568 | 5 | 9.6067
8620 | 200 | 0.64887 | 9.9568 | 5 | 9.6067
8625 | 200 | 0.64887 | 9.9568 | 5 | 9.6067
8630 | 200 | 0.64887 | 9.9568 | 5 | 9.6067
8635 | 200 | 0.64887 | 9.9568 | 5 | 9.6067
8640 | 200 | 0.64887 | 9.9568 | 5 | 9.6067
8645 | 200 | 0.64887 | 9.9568 | 5 | 9.6067
8650 | 200 | 0.64887 | 9.9568 | 5 | 9.6067
8655 | 200 | 0.64887 | 9.9568 | 5 | 9.6067
8660 | 200 | 0.64887 | 9.9568 | 5 | 9.6067
8665 | 200 | 0.64887 | 9.9568 | 5 | 9.6067
8670 | 200 | 0.64887 | 9.9568 | 5 | 9.6067
8675 | 200 | 0.64887 | 9.9568 | 5 | 9.6067
8680 | 200 | 0.64887 | 9.9568 | 5 | 9.6067
8685 | 200 | 0.64887 | 9.9568 | 5 | 9.6067
8690 | 200 | 0.64887 | 9.9568 | 5 | 9.6067
8695 | 200 | 0.64887 | 9.9568 | 5 | 9.6067
8700 | 200 | 0.64887 | 9.9568 | 5 | 9.6067
8705 | 200 | 0.64887 | 9.9568 | 5 | 9.6067
8710 | 200 | 0.64887 | 9.9568 | 5 | 9.6067
8715 | 200 | 0.64887 | 9.9568 | 5 | 9.6067
8720 | 200 | 0.64887 | 9.9568 | 5 | 9.6067
8725 | 200 | 0.64887 | 9.9568 | 5 | 9.6067
8730 | 200 | 0.64887 | 9.9568 | 5 | 9.6067
8735 | 200 | 0.64887 | 9.9568 | 5 | 9.6067
8740 | 200 | 0.64887 | 9.9568 | 5 | 9.6067
8745 | 200 | 0.64887 | 9.9568 | 5 | 9.6067
8750 | 200 | 0.64887 | 9.9568 | 5 | 9.6067
8755 | 200 | 0.64887 | 9.9568 | 5 | 9.6067
8760 | 200 | 0.64887 | 9.9568 | 5 | 9.6067
8765 | 200 | 0.64887 | 9.9568 | 5 | 9.6067
8770 | 200 | 0.64887 | 9.9568 | 5 | 9.6067
8775 | 200 | 0.64887 | 9.9568 | 5 | 9.6067
8780 | 200 | 0.64887 | 9.9568 | 5 | 9.6067
8785 | 200 | 0.64887 | 9.9568 | 5 | 9.6067
8790 | 200 | 0.64887 | 9.9568 | 5 | 9.6067
8795 | 200 | 0.64887 | 9.9568 | 5 | 9.6067
8800 | 200 | 0.64887 | 9.9568 | 5 | 9.6067
8805 | 200 | 0.64887 | 9.9568 | 5 | 9.6067
8810 | 200 | 0.64887 | 9.9568 | 5 | 9.6067
8815 | 200 | 0.64887 | 9.9568 | 5 | 9.6067
8820 | 200 | 0.64887 | 9.9568 | 5 | 9.6067
8825 | 200 | 0.64887 | 9.9568 | 5 | 9.6067
8830 | 200 | 0.64887 | 9.9568 | 5 | 9.6067
8835 | 200 | 0.64887 | 9.9568 | 5 | 9.6067
8840 | 200 | 0.64887 | 9.9568 | 5 | 9.6067
8845 | 200 | 0.64887 | 9.9568 | 5 | 9.6067
8850 | 200 | 0.64887 | 9.9568 | 5 | 9.6067
8855 | 200 | 0.64887 | 9.9568 | 5 | 9.6067
8860 | 200 | 0.64887 | 9.9568 | 5 | 9.6067
8865 | 200 | 0.64887 | 9.9568 | 5 | 9.6067
8870 | 200 | 0.64887 | 9.9568 | 5 | 9.6067
8875 | 200 | 0.64887 | 9.9568 | 5 | 9.6067
8880 | 200 | 0.64887 | 9.9568 | 5 | 9.6067
8885 | 200 | 0.64887 | 9.9568 | 5 | 9.6067
8890 | 200 | 0.64887 | 9.9568 | 5 | 9.6067
8895 | 200 | 0.64887 | 9.9568 | 5 | 9.6067
8900 | 200 | 0.64887 | 9.9568 | 5 | 9.6067
8905 | 200 | 0.64887 | 9.9568 | 5 | 9.6067
8910 | 200 | 0.64887 | 9.9568 | 5 | 9.6067
8915 | 200 | 0.64887 | 9.9568 | 5 | 9.6067
8920 | 200 | 0.64887 | 9.9568 | 5 | 9.6067
8925 | 200 | 0.64887 | 9.9568 | 5 | 9.6067
8930 | 200 | 0.64887 | 9.9568 | 5 | 9.6067
8935 | 200 | 0.64887 | 9.9568 | 5 | 9.6067
8940 | 200 | 0.64887 | 9.9568 | 5 | 9.6067
8945 | 200 | 0.64887 | 9.9568 | 5 | 9.6067
8950 | 200 | 0.64887 | 9.9568 | 5 | 9.6067
8955 | 200 | 0.64887 | 9.9568 | 5 | 9.6067
8960 | 200 | 0.64887 | 9.9568 | 5 | 9.6067
8965 | 200 | 0.64887 | 9.9568 | 5 | 9.6067
8970 | 200 | 0.64887 | 9.9568 | 5 | 9.6067
8975 | 200 | 0.64887 | 9.9568 | 5 | 9.6067
8980 | 200 | 0.64887 | 9.9568 | 5 | 9.6067
8985 | 200 | 0.64887 | 9.9568 | 5 | 9.6067
8990 | 200 | 0.64887 | 9.9568 | 5 | 9.6067
8995 | 200 | 0.64887 | 9.9568 | 5 | 9.6067
9000 | 200 | 0.64887 | 9.9568 | 5 | 9.6067
9005 | 200 | 0.64887 | 9.9568 | 5 | 9.6067
9010 | 200 | 0.64887 | 9.9568 | 5 | 9.6067
9015 | 200 | 0.64887 | 9.9568 | 5 | 9.6067
9020 | 200 | 0.64887 | 9.9568 | 5 | 9.6067
9025 | 200 | 0.64887 | 9.9568 | 5 | 9.6067
9030 | 200 | 0.64887 | 9.9568 | 5 | 9.6067
9035 | 200 | 0.64887 | 9.9568 | 5 | 9.6067
9040 | 200 | 0.64887 | 9.9568 | 5 | 9.6067
9045 | 200 | 0.64887 | 9.9568 | 5 | 9.6067
9050 | 200 | 0.64887 | 9.9568 | 5 | 9.6067
9055 | 200 | 0.64887 | 9.9568 | 5 | 9.6067
9060 | 200 | 0.64887 | 9.9568 | 5 | 9.6067
9065 | 200 | 0.64887 | 9.9568 | 5 | 9.6067
9070 | 200 | 0.64887 | 9.9568 | 5 | 9.6067
9075 | 200 | 0.64887 | 9.9568 | 5 | 9.6067
9080 | 200 | 0.64887 | 9.9568 | 5 | 9.6067
9085 | 200 | 0.64887 | 9.9568 | 5 | 9.6067
9090 | 200 | 0.64887 | 9.9568 | 5 | 9.6067
9095 | 200 | 0.64887 | 9.9568 | 5 | 9.6067
9100 | 200 | 0.64887 | 9.9568 | 5 | 9.6067
9105 | 200 | 0.64887 | 9.9568 | 5 | 9.6067
9110 | 200 | 0.64887 | 9.9568 | 5 | 9.6067
9115 | 200 | 0.64887 | 9.9568 | 5 | 9.6067
9120 | 200 | 0.64887 | 9.9568 | 5 | 9.6067
9125 | 200 | 0.64887 | 9.9568 | 5 | 9.6067
9130 | 200 | 0.64887 | 9.9568 | 5 | 9.6067
9135 | 200 | 0.64887 | 9.9568 | 5 | 9.6067
9140 | 200 | 0.64887 | 9.9568 | 5 | 9.6067
9145 | 200 | 0.64887 | 9.9568 | 5 | 9.6067
9150 | 200 | 0.64887 | 9.9568 | 5 | 9.6067
9155 | 200 | 0.64887 | 9.9568 | 5 | 9.6067
9160 | 200 | 0.64887 | 9.9568 | 5 | 9.6067
9165 | 200 | 0.64887 | 9.9568 | 5 | 9.6067
9170 | 200 | 0.64887 | 9.9568 | 5 | 9.6067
9175 | 200 | 0.64887 | 9.9568 | 5 | 9.6067
9180 | 200 | 0.64887 | 9.9568 | 5 | 9.6067
9185 | 200 | 0.64887 | 9.9568 | 5 | 9.6067
9190 | 200 | 0.64887 | 9.9568 | 5 | 9.6067
9195 | 200 | 0.64887 | 9.9568 | 5 | 9.6067
9200 | 200 | 0.64887 | 9.9568 | 5 | 9.6067
9205 | 200 | 0.64887 | 9.9568 | 5 | 9.6067
9210 | 200 | 0.64887 | 9.9568 | 5 | 9.6067
9215 | 200 | 0.64887 | 9.9568 | 5 | 9.6067
9220 | 200 | 0.64887 | 9.9568 | 5 | 9.6067
9225 | 200 | 0.64887 | 9.9568 | 5 | 9.6067
9230 | 200 | 0.64887 | 9.9568 | 5 | 9.6067
9235 | 200 | 0.64887 | 9.9568 | 5 | 9.6067
9240 | 200 | 0.64887 | 9.9568 | 5 | 9.6067
9245 | 200 | 0.64887 | 9.9568 | 5 | 9.6067
9250 | 200 | 0.64887 | 9.9568 | 5 | 9.6067
9255 | 200 | 0.64887 | 9.9568 | 5 | 9.6067
9260 | 200 | 0.64887 | 9.9568 | 5 | 9.6067
9265 | 200 | 0.64887 | 9.9568 | 5 | 9.6067
9270 | 200 | 0.64887 | 9.9568 | 5 | 9.6067
9275 | 200 | 0.64887 | 9.9568 | 5 | 9.6067
9280 | 200 | 0.64887 | 9.9568 | 5 | 9.6067
9285 | 200 | 0.64887 | 9.9568 | 5 | 9.6067
9290 | 200 | 0.64887 | 9.9568 | 5 | 9.6067
9295 | 200 | 0.64887 | 9.9568 | 5 | 9.6067
9300 | 200 | 0.64887 | 9.9568 | 5 | 9.6067
9305 | 200 | 0.64887 | 9.9568 | 5 | 9.6067
9310 | 200 | 0.64887 | 9.9568 | 5 | 9.6067
9315 | 200 | 0.64887 | 9.9568 | 5 | 9.6067
9320 | 200 | 0.64887 | 9.9568 | 5 | 9.6067
9325 | 200 | 0.64887 | 9.9568 | 5 | 9.6067
9330 | 200 | 0.64887 | 9.9568 | 5 | 9.6067
9335 | 200 | 0.64887 | 9.9568 | 5 | 9.6067
9340 | 200 | 0.64887 | 9.9568 | 5 | 9.6067
9345 | 200 | 0.64887 | 9.9568 | 5 | 9.6067
9350 | 200 | 0.64887 | 9.9568 | 5 | 9.6067
9355 | 200 | 0.64887 | 9.9568 | 5 | 9.6067
9360 | 200 | 0.64887 | 9.9568 | 5 | 9.6067
9365 | 200 | 0.64887 | 9.9568 | 5 | 9.6067
9370 | 200 | 0.64887 | 9.9568 | 5 | 9.6067
9375 | 200 | 0.64887 | 9.9568 | 5 | 9.6067
9380 | 200 | 0.64887 | 9.9568 | 5 | 9.6067
9385 | 200 | 0.64887 | 9.9568 | 5 | 9.6067
9390 | 200 | 0.64887 | 9.9568 | 5 | 9.6067
9395 | 200 | 0.64887 | 9.9568 | 5 | 9.6067
9400 | 200 | 0.64887 | 9.9568 | 5 | 9.6067
9405 | 200 | 0.64887 | 9.9568 | 5 | 9.6067
9410 | 200 | 0.64887 | 9.9568 | 5 | 9.6067
9415 | 200 | 0.64887 | 9.9568 | 5 | 9.6067
9420 | 200 | 0.64887 | 9.9568 | 5 | 9.6067
9425 | 200 | 0.64887 | 9.9568 | 5 | 9.6067
9430 | 200 | 0.64887 | 9.9568 | 5 | 9.6067
9435 | 200 | 0.64887 | 9.9568 | 5 | 9.6067
9440 | 200 | 0.64887 | 9.9568 | 5 | 9.6067
9445 | 200 | 0.64887 | 9.9568 | 5 | 9.6067
9450 | 200 | 0.64887 | 9.9568 | 5 | 9.6067
9455 | 200 | 0.64887 | 9.9568 | 5 | 9.6067
9460 | 200 | 0.64887 | 9.9568 | 5 | 9.6067
9465 | 200 | 0.64887 | 9.9568 | 5 | 9.6067
9470 | 200 | 0.64887 | 9.9568 | 5 | 9.6067
9475 | 200 | 0.64887 | 9.9568 | 5 | 9.6067
9480 | 200 | 0.64887 | 9.9568 | 5 | 9.6067
9485 | 200 | 0.64887 | 9.9568 | 5 | 9.6067
9490 | 200 | 0.64887 | 9.9568 | 5 | 9.6067
9495 | 200 | 0.64887 | 9.9568 | 5 | 9.6067
9500 | 200 | 0.64887 | 9.9568 | 5 | 9.6067
9505 | 200 | 0.64887 | 9.9568 | 5 | 9.6067
9510 | 200 | 0.64887 | 9.9568 | 5 | 9.6067
9515 | 200 | 0.64887 | 9.9568 | 5 | 9.6067
9520 | 200 | 0.64887 | 9.9568 | 5 | 9.6067
9525 | 200 | 0.64887 | 9.9568 | 5 | 9.6067
9530 | 200 | 0.64887 | 9.9568 | 5 | 9.6067
9535 | 200 | 0.64887 | 9.9568 | 5 | 9.6067
9540 | 200 | 0.64887 | 9.9568 | 5 | 9.6067
9545 | 200 | 0.64887 | 9.9568 | 5 | 9.6067
9550 | 200 | 0.64887 | 9.9568 | 5 | 9.6067
9555 | 200 | 0.64887 | 9.9568 | 5 | 9.6067
9560 | 200 | 0.64887 | 9.9568 | 5 | 9.6067
9565 | 200 | 0.64887 | 9.9568 | 5 | 9.6067
9570 | 200 | 0.64887 | 9.9568 | 5 | 9.6067
9575 | 200 | 0.64887 | 9.9568 | 5 | 9.6067
9580 | 200 | 0.64887 | 9.9568 | 5 | 9.6067
9585 | 200 | 0.64887 | 9.9568 | 5 | 9.6067
9590 | 200 | 0.64887 | 9.9568 | 5 | 9.6067
9595 | 200 | 0.64887 | 9.9568 | 5 | 9.6067
9600 | 200 | 0.64887 | 9.9568 | 5 | 9.6067
9605 | 200 | 0.64887 | 9.9568 | 5 | 9.6067
9610 | 200 | 0.64887 | 9.9568 | 5 | 9.6067
9615 | 200 | 0.64887 | 9.9568 | 5 | 9.6067
9620 | 200 | 0.64887 | 9.9568 | 5 | 9.6067
9625 | 200 | 0.64887 | 9.9568 | 5 | 9.6067
9630 | 200 | 0.64887 | 9.9568 | 5 | 9.6067
9635 | 200 | 0.64887 | 9.9568 | 5 | 9.6067
9640 | 200 | 0.64887 | 9.9568 | 5 | 9.6067
9645 | 200 | 0.64887 | 9.9568 | 5 | 9.6067
9650 | 200 | 0.64887 | 9.9568 | 5 | 9.6067
9655 | 200 | 0.64887 | 9.9568 | 5 | 9.6067
9660 | 200 | 0.64887 | 9.9568 | 5 | 9.6067
9665 | 200 | 0.64887 | 9.9568 | 5 | 9.6067
9670 | 200 | 0.64887 | 9.9568 | 5 | 9.6067
9675 | 200 | 0.64887 | 9.9568 | 5 | 9.6067
9680 | 200 | 0.64887 | 9.9568 | 5 | 9.6067
9685 | 200 | 0.64887 | 9.9568 | 5 | 9.6067
9690 | 200 | 0.64887 | 9.9568 | 5 | 9.6067
9695 | 200 | 0.64887 | 9.9568 | 5 | 9.6067
9700 | 200 | 0.64887 | 9.9568 | 5 | 9.6067
9705 | 200 | 0.64887 | 9.9568 | 5 | 9.6067
9710 | 200 | 0.64887 | 9.9568 | 5 | 9.6067
9715 | 200 | 0.64887 | 9.9568 | 5 | 9.6067
9720 | 200 | 0.64887 | 9.9568 | 5 | 9.6067
9725 | 200 | 0.64887 | 9.9568 | 5 | 9.6067
9730 | 200 | 0.64887 | 9.9568 | 5 | 9.6067
9735 | 200 | 0.64887 | 9.9568 | 5 | 9.6067
9740 | 200 | 0.64887 | 9.9568 | 5 | 9.6067
9745 | 200 | 0.64887 | 9.9568 | 5 | 9.6067
9750 | 200 | 0.64887 | 9.9568 | 5 | 9.6067
9755 | 200 | 0.64887 | 9.9568 | 5 | 9.6067
9760 | 200 | 0.64887 | 9.9568 | 5 | 9.6067
9765 | 200 | 0.64887 | 9.9568 | 5 | 9.6067
9770 | 200 | 0.64887 | 9.9568 | 5 | 9.6067
9775 | 200 | 0.64887 | 9.9568 | 5 | 9.6067
9780 | 200 | 0.64887 | 9.9568 | 5 | 9.6067
9785 | 200 | 0.64887 | 9.9568 | 5 | 9.6067
9790 | 200 | 0.64887 | 9.9568 | 5 | 9.6067
9795 | 200 | 0.64887 | 9.9568 | 5 | 9.6067
9800 | 200 | 0.64887 | 9.9568 | 5 | 9.6067
9805 | 200 | 0.64887 | 9.9568 | 5 | 9.6067
9810 | 200 | 0.64887 | 9.9568 | 5 | 9.6067
9815 | 200 | 0.64887 | 9.9568 | 5 | 9.6067
9820 | 200 | 0.64887 | 9.9568 | 5 | 9.6067
9825 | 200 | 0.64887 | 9.9568 | 5 | 9.6067
9830 | 200 | 0.64887 | 9.9568 | 5 | 9.6067
9835 | 200 | 0.64887 | 9.9568 | 5 | 9.6067
9840 | 200 | 0.64887 | 9.9568 | 5 | 9.6067
9845 | 200 | 0.64887 | 9.9568 | 5 | 9.6067
9850 | 200 | 0.64887 | 9.9568 | 5 | 9.6067
9855 | 200 | 0.64887 | 9.9568 | 5 | 9.6067
9860 | 200 | 0.64887 | 9.9568 | 5 | 9.6067
9865 | 200 | 0.64887 | 9.9568 | 5 | 9.6067
9870 | 200 | 0.64887 | 9.9568 | 5 | 9.6067
9875 | 200 | 0.64887 | 9.9568 | 5 | 9.6067
9880 | 200 | 0.64887 | 9.9568 | 5 | 9.6067
9885 | 200 | 0.64887 | 9.9568 | 5 | 9.6067
9890 | 200 | 0.64887 | 9.9568 | 5 | 9.6067
9895 | 200 | 0.64887 | 9.9568 | 5 | 9.6067
9900 | 200 | 0.64887 | 9.9568 | 5 | 9.6067
9905 | 200 | 0.64887 | 9.9568 | 5 | 9.6067
9910 | 200 | 0.64887 | 9.9568 | 5 | 9.6067
9915 | 200 | 0.64887 | 9.9568 | 5 | 9.6067
9920 | 200 | 0.64887 | 9.9568 | 5 | 9.6067
9925 | 200 | 0.64887 | 9.9568 | 5 | 9.6067
9930 | 200 | 0.64887 | 9.9568 | 5 | 9.6067
9935 | 200 | 0.64887 | 9.9568 | 5 | 9.6067
9940 | 200 | 0.64887 | 9.9568 | 5 | 9.6067
9945 | 200 | 0.64887 | 9.9568 | 5 | 9.6067
9950 | 200 | 0.64887 | 9.9568 | 5 | 9.6067
9955 | 200 | 0.64887 | 9.9568 | 5 | 9.6067
9960 | 200 | 0.64887 | 9.9568 | 5 | 9.6067
9965 | 200 | 0.64887 | 9.9568 | 5 | 9.6067
9970 | 200 | 0.64887 | 9.9568 | 5 | 9.6067
9975 | 200 | 0.64887 | 9.9568 | 5 | 9.6067
9980 | 200 | 0.64887 | 9.9568 | 5 | 9.6067
9985 | 200 | 0.64887 | 9.9568 | 5 | 9.6067
9990 | 200 | 0.64887 | 9.9568 | 5 | 9.6067
9995 | 200 | 0.64887 | 9.9568 | 5 | 9.6067
10000 | 200 | 0.64887 | 9.9568 | 5 | 9.6067
10005 | 200 | 0.64887 | 9.9568 | 5 | 9.6067
10010 | 200 | 0.64887 | 9.9568 | 5 | 9.6067
10015 | 200 | 0.64887 | 9.9568 | 5 | 9.6067
10020 | 200 | 0.64887 | 9.9568 | 5 | 9.6067
10025 | 200 | 0.64887 | 9.9568 | 5 | 9.6067
10030 | 200 | 0.64887 | 9.9568 | 5 | 9.6067
10035 | 200 | 0.64887 | 9.9568 | 5 | 9.6067
10040 | 200 | 0.64887 | 9.9568 | 5 | 9.6067
10045 | 200 | 0.64887 | 9.9568 | 5 | 9.6067
10050 | 200 | 0.64887 | 9.9568 | 5 | 9.6067
10055 | 200 | 0.64887 | 9.9568 | 5 | 9.6067
10060 | 200 | 0.64887 | 9.9568 | 5 | 9.6067
10065 | 200 | 0.64887 | 9.9568 | 5 | 9.6067
10070 | 200 | 0.64887 | 9.9568 | 5 | 9.6067
10075 | 200 | 0.64887 | 9.9568 | 5 | 9.6067
10080 | 200 | 0.64887 | 9.9568 | 5 | 9.6067

## WholePlant
Time Step | Load (kW) | Efficiency (kW/TR) | Chiller Inlet Temp (degC) | Chiller Outlet Temp (degC) | Mass Flow Rate (kg/s)
0 | 200 | 1.028 | 15 | 5 | 4.7619
5 | 200 | 1.0299 | 14.5238 | 5 | 5
10 | 200 | 1.032 | 14.0703 | 5 | 5.25
15 | 200 | 1.0341 | 13.6384 | 5 | 5.5125
20 | 200 | 1.0364 | 13.227 | 5 | 5.7881
25 | 200 | 1.0387 | 12.8353 | 5 | 6.0775
30 | 200 | 1.0412 | 12.4622 | 5 | 6.3814
35 | 200 | 1.0438 | 12.1068 | 5 | 6.7005
40 | 200 | 1.0466 | 11.7684 | 5 | 7.0355
45 | 200 | 1.0494 | 11.4461 | 5 | 7.3873
50 | 200 | 1.0525 | 11.1391 | 5 | 7.7566
55 | 200 | 1.0556 | 10.8468 | 5 | 8.1445
60 | 200 | 1.059 | 10.5684 | 5 | 8.5517
65 | 200 | 1.0625 | 10.3032 | 5 | 8.9793
70 | 200 | 1.0661 | 10.0507 | 5 | 9.4282
75 | 200 | 1.07 | 9.8102 | 5 | 9.8997
80 | 200 | 1.0659 | 10.0633 | 5 | 9.4047
85 | 200 | 1.0698 | 9.8222 | 5 | 9.8749
90 | 200 | 1.0657 | 10.076 | 5 | 9.3812
95 | 200 | 1.0696 | 9.8343 | 5 | 9.8502
100 | 200 | 1.0656 | 10.0887 | 5 | 9.3577
105 | 200 | 1.0694 | 9.8464 | 5 | 9.8256
110 | 200 | 1.0654 | 10.1015 | 5 | 9.3343
115 | 200 | 1.0692 | 9.8586 | 5 | 9.801
120 | 200 | 1.0652 | 10.1143 | 5 | 9.311
125 | 200 | 1.069 | 9.8708 | 5 | 9.7765
130 | 200 | 1.065 | 10.1271 | 5 | 9.2877
135 | 200 | 1.0688 | 9.883 | 5 | 9.7521
140 | 200 | 1.0648 | 10.14 | 5 | 9.2645
145 | 200 | 1.0686 | 9.8952 | 5 | 9.7277
150 | 200 | 1.0646 | 10.1528 | 5 | 9.2413
155 | 200 | 1.0684 | 9.9075 | 5 | 9.7034
160 | 200 | 1.0644 | 10.1658 | 5 | 9.2182
165 | 200 | 1.0682 | 9.9198 | 5 | 9.6791
170 | 200 | 1.0642 | 10.1787 | 5 | 9.1952
175 | 200 | 1.068 | 9.9321 | 5 | 9.6549
180 | 200 | 1.064 | 10.1917 | 5 | 9.1722
185 | 200 | 1.0678 | 9.9445 | 5 | 9.6308
190 | 200 | 1.0638 | 10.2047 | 5 | 9.1493
195 | 200 | 1.0676 | 9.9568 | 5 | 9.6067
200 | 200 | 1.0676 | 9.9568 | 5 | 9.6067
205 | 200 | 1.0676 | 9.9568 | 5 | 9.6067
210 | 200 | 1.0676 | 9.9568 | 5 | 9.6067
215 | 200 | 1.0676 | 9.9568 | 5 | 9.6067
220 | 200 | 1.0676 | 9.9568 | 5 | 9.6067
225 | 200 | 1.0676 | 9.9568 | 5 | 9.6067
230 | 200 | 1.0676 | 9.9568 | 5 | 9.6067
235 | 200 | 1.0676 | 9.9568 | 5 | 9.6067
240 | 200 | 1.0676 | 9.9568 | 5 | 9.6067
245 | 200 | 1.0676 | 9.9568 | 5 | 9.6067
250 | 200 | 1.0676 | 9.9568 | 5 | 9.6067
255 | 200 | 1.0676 | 9.9568 | 5 | 9.6067
260 | 200 | 1.0676 | 9.9568 | 5 | 9.6067
265 | 200 | 1.0676 | 9.9568 | 5 | 9.6067
270 | 200 | 1.0676 | 9.9568 | 5 | 9.6067
275 | 200 | 1.0676 | 9.9568 | 5 | 9.6067
280 | 200 | 1.0676 | 9.9568 | 5 | 9.6067
285 | 200 | 1.0676 | 9.9568 | 5 | 9.6067
290 | 200 | 1.0676 | 9.9568 | 5 | 9.6067
295 | 200 | 1.0676 | 9.9568 | 5 | 9.6067
300 | 200 | 1.0676 | 9.9568 | 5 | 9.6067
305 | 200 | 1.0676 | 9.9568 | 5 | 9.6067
310 | 200 | 1.0676 | 9.9568 | 5 | 9.6067
315 | 200 | 1.0676 | 9.9568 | 5 | 9.6067
320 | 200 | 1.0676 | 9.9568 | 5 | 9.6067
325 | 200 | 1.0676 | 9.9568 | 5 | 9.6067
330 | 200 | 1.0676 | 9.9568 | 5 | 9.6067
335 | 200 | 1.0676 | 9.9568 | 5 | 9.6067
340 | 200 | 1.0676 | 9.9568 | 5 | 9.6067
345 | 200 | 1.0676 | 9.9568 | 5 | 9.6067
350 | 200 | 1.0676 | 9.9568 | 5 | 9.6067
355 | 200 | 1.0676 | 9.9568 | 5 | 9.6067
360 | 200 | 1.0676 | 9.9568 | 5 | 9.6067
365 | 200 | 1.0676 | 9.9568 | 5 | 9.6067
370 | 200 | 1.0676 | 9.9568 | 5 | 9.6067
375 | 200 | 1.0676 | 9.9568 | 5 | 9.6067
380 | 200 | 1.0676 | 9.9568 | 5 | 9.6067
385 | 200 | 1.0676 | 9.9568 | 5 | 9.6067
390 | 200 | 1.0676 | 9.9568 | 5 | 9.6067
395 | 200 | 1.0676 | 9.9568 | 5 | 9.6067
400 | 200 | 1.0676 | 9.9568 | 5 | 9.6067
405 | 200 | 1.0676 | 9.9568 | 5 | 9.6067
410 | 200 | 1.0676 | 9.9568 | 5 | 9.6067
415 | 200 | 1.0676 | 9.9568 | 5 | 9.6067
420 | 200 | 1.0676 | 9.9568 | 5 | 9.6067
425 | 200 | 1.0676 | 9.9568 | 5 | 9.6067
430 | 200 | 1.0676 | 9.9568 | 5 | 9.6067
435 | 200 | 1.0676 | 9.9568 | 5 | 9.6067
440 | 200 | 1.0676 | 9.9568 | 5 | 9.6067
445 | 200 | 1.0676 | 9.9568 | 5 | 9.6067
450 | 200 | 1.0676 | 9.9568 | 5 | 9.6067
455 | 200 | 1.0676 | 9.9568 | 5 | 9.6067
460 | 200 | 1.0676 | 9.9568 | 5 | 9.6067
465 | 200 | 1.0676 | 9.9568 | 5 | 9.6067
470 | 200 | 1.0676 | 9.9568 | 5 | 9.6067
475 | 200 | 1.0676 | 9.9568 | 5 | 9.6067
480 | 200 | 1.0676 | 9.9568 | 5 | 9.6067
485 | 200 | 1.0676 | 9.9568 | 5 | 9.6067
490 | 200 | 1.0676 | 9.9568 | 5 | 9.6067
495 | 200 | 1.0676 | 9.9568 | 5 | 9.6067
500 | 200 | 1.0676 | 9.9568 | 5 | 9.6067
505 | 200 | 1.0676 | 9.9568 | 5 | 9.6067
510 | 200 | 1.0676 | 9.9568 | 5 | 9.6067
515 | 200 | 1.0676 | 9.9568 | 5 | 9.6067
520 | 200 | 1.0676 | 9.9568 | 5 | 9.6067
525 | 200 | 1.0676 | 9.9568 | 5 | 9.6067
530 | 200 | 1.0676 | 9.9568 | 5 | 9.6067
535 | 200 | 1.0676 | 9.9568 | 5 | 9.6067
540 | 200 | 1.0676 | 9.9568 | 5 | 9.6067
545 | 200 | 1.0676 | 9.9568 | 5 | 9.6067
550 | 200 | 1.0676 | 9.9568 | 5 | 9.6067
555 | 200 | 1.0676 | 9.9568 | 5 | 9.6067
560 | 200 | 1.0676 | 9.9568 | 5 | 9.6067
565 | 200 | 1.0676 | 9.9568 | 5 | 9.6067
570 | 200 | 1.0676 | 9.9568 | 5 | 9.6067
575 | 200 | 1.0676 | 9.9568 | 5 | 9.6067
580 | 200 | 1.0676 | 9.9568 | 5 | 9.6067
585 | 200 | 1.0676 | 9.9568 | 5 | 9.6067
590 | 200 | 1.0676 | 9.9568 | 5 | 9.6067
595 | 200 | 1.0676 | 9.9568 | 5 | 9.6067
600 | 200 | 1.0676 | 9.9568 | 5 | 9.6067
605 | 200 | 1.0676 | 9.9568 | 5 | 9.6067
610 | 200 | 1.0676 | 9.9568 | 5 | 9.6067
615 | 200 | 1.0676 | 9.9568 | 5 | 9.6067
620 | 200 | 1.0676 | 9.9568 | 5 | 9.6067
625 | 200 | 1.0676 | 9.9568 | 5 | 9.6067
630 | 200 | 1.0676 | 9.9568 | 5 | 9.6067
635 | 200 | 1.0676 | 9.9568 | 5 | 9.6067
640 | 200 | 1.0676 | 9.9568 | 5 | 9.6067
645 | 200 | 1.0676 | 9.9568 | 5 | 9.6067
650 | 200 | 1.0676 | 9.9568 | 5 | 9.6067
655 | 200 | 1.0676 | 9.9568 | 5 | 9.6067
660 | 200 | 1.0676 | 9.9568 | 5 | 9.6067
665 | 200 | 1.0676 | 9.9568 | 5 | 9.6067
670 | 200 | 1.0676 | 9.9568 | 5 | 9.6067
675 | 200 | 1.0676 | 9.9568 | 5 | 9.6067
680 | 200 | 1.0676 | 9.9568 | 5 | 9.6067
685 | 200 | 1.0676 | 9.9568 | 5 | 9.6067
690 | 200 | 1.0676 | 9.9568 | 5 | 9.6067
695 | 200 | 1.0676 | 9.9568 | 5 | 9.6067
700 | 200 | 1.0676 | 9.9568 | 5 | 9.6067
705 | 200 | 1.0676 | 9.9568 | 5 | 9.6067
710 | 200 | 1.0676 | 9.9568 | 5 | 9.6067
715 | 200 | 1.0676 | 9.9568 | 5 | 9.6067
720 | 200 | 1.0676 | 9.9568 | 5 | 9.6067
725 | 200 | 1.0676 | 9.9568 | 5 | 9.6067
730 | 200 | 1.0676 | 9.9568 | 5 | 9.6067
735 | 200 | 1.0676 | 9.9568 | 5 | 9.6067
740 | 200 | 1.0676 | 9.9568 | 5 | 9.6067
745 | 200 | 1.0676 | 9.9568 | 5 | 9.6067
750 | 200 | 1.0676 | 9.9568 | 5 | 9.6067
755 | 200 | 1.0676 | 9.9568 | 5 | 9.6067
760 | 200 | 1.0676 | 9.9568 | 5 | 9.6067
765 | 200 | 1.0676 | 9.9568 | 5 | 9.6067
770 | 200 | 1.0676 | 9.9568 | 5 | 9.6067
775 | 200 | 1.0676 | 9.9568 | 5 | 9.6067
780 | 200 | 1.0676 | 9.9568 | 5 | 9.6067
785 | 200 | 1.0676 | 9.9568 | 5 | 9.6067
790 | 200 | 1.0676 | 9.9568 | 5 | 9.6067
795 | 200 | 1.0676 | 9.9568 | 5 | 9.6067
800 | 200 | 1.0676 | 9.9568 | 5 | 9.6067
805 | 200 | 1.0676 | 9.9568 | 5 | 9.6067
810 | 200 | 1.0676 | 9.9568 | 5 | 9.6067
815 | 200 | 1.0676 | 9.9568 | 5 | 9.6067
820 | 200 | 1.0676 | 9.9568 | 5 | 9.6067
825 | 200 | 1.0676 | 9.9568 | 5 | 9.6067
830 | 200 | 1.0676 | 9.9568 | 5 | 9.6067
835 | 200 | 1.0676 | 9.9568 | 5 | 9.6067
840 | 200 | 1.0676 | 9.9568 | 5 | 9.6067
845 | 200 | 1.0676 | 9.9568 | 5 | 9.6067
850 | 200 | 1.0676 | 9.9568 | 5 | 9.6067
855 | 200 | 1.0676 | 9.9568 | 5 | 9.6067
860 | 200 | 1.0676 | 9.9568 | 5 | 9.6067
865 | 200 | 1.0676 | 9.9568 | 5 | 9.6067
870 | 200 | 1.0676 | 9.9568 | 5 | 9.6067
875 | 200 | 1.0676 | 9.9568 | 5 | 9.6067
880 | 200 | 1.0676 | 9.9568 | 5 | 9.6067
885 | 200 | 1.0676 | 9.9568 | 5 | 9.6067
890 | 200 | 1.0676 | 9.9568 | 5 | 9.6067
895 | 200 | 1.0676 | 9.9568 | 5 | 9.6067
900 | 200 | 1.0676 | 9.9568 | 5 | 9.6067
905 | 200 | 1.0676 | 9.9568 | 5 | 9.6067
910 | 200 | 1.0676 | 9.9568 | 5 | 9.6067
915 | 200 | 1.0676 | 9.9568 | 5 | 9.6067
920 | 200 | 1.0676 | 9.9568 | 5 | 9.6067
925 | 200 | 1.0676 | 9.9568 | 5 | 9.6067
930 | 200 | 1.0676 | 9.9568 | 5 | 9.6067
935 | 200 | 1.0676 | 9.9568 | 5 | 9.6067
940 | 200 | 1.0676 | 9.9568 | 5 | 9.6067
945 | 200 | 1.0676 | 9.9568 | 5 | 9.6067
950 | 200 | 1.0676 | 9.9568 | 5 | 9.6067
955 | 200 | 1.0676 | 9.9568 | 5 | 9.6067
960 | 200 | 1.0676 | 9.9568 | 5 | 9.6067
965 | 200 | 1.0676 | 9.9568 | 5 | 9.6067
970 | 200 | 1.0676 | 9.9568 | 5 | 9.6067
975 | 200 | 1.0676 | 9.9568 | 5 | 9.6067
980 | 200 | 1.0676 | 9.9568 | 5 | 9.6067
985 | 200 | 1.0676 | 9.9568 | 5 | 9.6067
990 | 200 | 1.0676 | 9.9568 | 5 | 9.6067
995 | 200 | 1.0676 | 9.9568 | 5 | 9.6067
1000 | 200 | 1.0676 | 9.9568 | 5 | 9.6067
1005 | 200 | 1.0676 | 9.9568 | 5 | 9.6067
1010 | 200 | 1.0676 | 9.9568 | 5 | 9.6067
1015 | 200 | 1.0676 | 9.9568 | 5 | 9.6067
1020 | 200 | 1.0676 | 9.9568 | 5 | 9.6067
1025 | 200 | 1.0676 | 9.9568 | 5 | 9.6067
1030 | 200 | 1.0676 | 9.9568 | 5 | 9.6067
1035 | 200 | 1.0676 | 9.9568 | 5 | 9.6067
1040 | 200 | 1.0676 | 9.9568 | 5 | 9.6067
1045 | 200 | 1.0676 | 9.9568 | 5 | 9.6067
1050 | 200 | 1.0676 | 9.9568 | 5 | 9.6067
1055 | 200 | 1.0676 | 9.9568 | 5 | 9.6067
1060 | 200 | 1.0676 | 9.9568 | 5 | 9.6067
1065 | 200 | 1.0676 | 9.9568 | 5 | 9.6067
1070 | 200 | 1.0676 | 9.9568 | 5 | 9.6067
1075 | 200 | 1.0676 | 9.9568 | 5 | 9.6067
1080 | 200 | 1.0676 | 9.9568 | 5 | 9.6067
1085 | 200 | 1.0676 | 9.9568 | 5 | 9.6067
1090 | 200 | 1.0676 | 9.9568 | 5 | 9.6067
1095 | 200 | 1.0676 | 9.9568 | 5 | 9.6067
1100 | 200 | 1.0676 | 9.9568 | 5 | 9.6067
1105 | 200 | 1.0676 | 9.9568 | 5 | 9.6067
1110 | 200 | 1.0676 | 9.9568 | 5 | 9.6067
1115 | 200 | 1.0676 | 9.9568 | 5 | 9.6067
1120 | 200 | 1.0676 | 9.9568 | 5 | 9.6067
1125 | 200 | 1.0676 | 9.9568 | 5 | 9.6067
1130 | 200 | 1.0676 | 9.9568 | 5 | 9.6067
1135 | 200 | 1.0676 | 9.9568 | 5 | 9.6067
1140 | 200 | 1.0676 | 9.9568 | 5 | 9.6067
1145 | 200 | 1.0676 | 9.9568 | 5 | 9.6067
1150 | 200 | 1.0676 | 9.9568 | 5 | 9.6067
1155 | 200 | 1.0676 | 9.9568 | 5 | 9.6067
1160 | 200 | 1.0676 | 9.9568 | 5 | 9.6067
1165 | 200 | 1.0676 | 9.9568 | 5 | 9.6067
1170 | 200 | 1.0676 | 9.9568 | 5 | 9.6067
1175 | 200 | 1.0676 | 9.9568 | 5 | 9.6067
1180 | 200 | 1.0676 | 9.9568 | 5 | 9.6067
1185 | 200 | 1.0676 | 9.9568 | 5 | 9.6067
1190 | 200 | 1.0676 | 9.9568 | 5 | 9.6067
1195 | 200 | 1.0676 | 9.9568 | 5 | 9.6067
1200 | 200 | 1.0676 | 9.9568 | 5 | 9.6067
1205 | 200 | 1.0676 | 9.9568 | 5 | 9.6067
1210 | 200 | 1.0676 | 9.9568 | 5 | 9.6067
1215 | 200 | 1.0676 | 9.9568 | 5 | 9.6067
1220 | 200 | 1.0676 | 9.9568 | 5 | 9.6067
1225 | 200 | 1.0676 | 9.9568 | 5 | 9.6067
1230 | 200 | 1.0676 | 9.9568 | 5 | 9.6067
1235 | 200 | 1.0676 | 9.9568 | 5 | 9.6067
1240 | 200 | 1.0676 | 9.9568 | 5 | 9.6067
1245 | 200 | 1.0676 | 9.9568 | 5 | 9.6067
1250 | 200 | 1.0676 | 9.9568 | 5 | 9.6067
1255 | 200 | 1.0676 | 9.9568 | 5 | 9.6067
1260 | 200 | 1.0676 | 9.9568 | 5 | 9.6067
1265 | 200 | 1.0676 | 9.9568 | 5 | 9.6067
1270 | 200 | 1.0676 | 9.9568 | 5 | 9.6067
1275 | 200 | 1.0676 | 9.9568 | 5 | 9.6067
1280 | 200 | 1.0676 | 9.9568 | 5 | 9.6067
1285 | 200 | 1.0676 | 9.9568 | 5 | 9.6067
1290 | 200 | 1.0676 | 9.9568 | 5 | 9.6067
1295 | 200 | 1.0676 | 9.9568 | 5 | 9.6067
1300 | 200 | 1.0676 | 9.9568 | 5 | 9.6067
1305 | 200 | 1.0676 | 9.9568 | 5 | 9.6067
1310 | 200 | 1.0676 | 9.9568 | 5 | 9.6067
1315 | 200 | 1.0676 | 9.9568 | 5 | 9.6067
1320 | 200 | 1.0676 | 9.9568 | 5 | 9.6067
1325 | 200 | 1.0676 | 9.9568 | 5 | 9.6067
1330 | 200 | 1.0676 | 9.9568 | 5 | 9.6067
1335 | 200 | 1.0676 | 9.9568 | 5 | 9.6067
1340 | 200 | 1.0676 | 9.9568 | 5 | 9.6067
1345 | 200 | 1.0676 | 9.9568 | 5 | 9.6067
1350 | 200 | 1.0676 | 9.9568 | 5 | 9.6067
1355 | 200 | 1.0676 | 9.9568 | 5 | 9.6067
1360 | 200 | 1.0676 | 9.9568 | 5 | 9.6067
1365 | 200 | 1.0676 | 9.9568 | 5 | 9.6067
1370 | 200 | 1.0676 | 9.9568 | 5 | 9.6067
1375 | 200 | 1.0676 | 9.9568 | 5 | 9.6067
1380 | 200 | 1.0676 | 9.9568 | 5 | 9.6067
1385 | 200 | 1.0676 | 9.9568 | 5 | 9.6067
1390 | 200 | 1.0676 | 9.9568 | 5 | 9.6067
1395 | 200 | 1.0676 | 9.9568 | 5 | 9.6067
1400 | 200 | 1.0676 | 9.9568 | 5 | 9.6067
1405 | 200 | 1.0676 | 9.9568 | 5 | 9.6067
1410 | 200 | 1.0676 | 9.9568 | 5 | 9.6067
1415 | 200 | 1.0676 | 9.9568 | 5 | 9.6067
1420 | 200 | 1.0676 | 9.9568 | 5 | 9.6067
1425 | 200 | 1.0676 | 9.9568 | 5 | 9.6067
1430 | 200 | 1.0676 | 9.9568 | 5 | 9.6067
1435 | 200 | 1.0676 | 9.9568 | 5 | 9.6067
1440 | 200 | 1.0676 | 9.9568 | 5 | 9.6067
1445 | 200 | 1.0676 | 9.9568 | 5 | 9.6067
1450 | 200 | 1.0676 | 9.9568 | 5 | 9.6067
1455 | 200 | 1.0676 | 9.9568 | 5 | 9.6067
1460 | 200 | 1.0676 | 9.9568 | 5 | 9.6067
1465 | 200 | 1.0676 | 9.9568 | 5 | 9.6067
1470 | 200 | 1.0676 | 9.9568 | 5 | 9.6067
1475 | 200 | 1.0676 | 9.9568 | 5 | 9.6067
1480 | 200 | 1.0676 | 9.9568 | 5 | 9.6067
1485 | 200 | 1.0676 | 9.9568 | 5 | 9.6067
1490 | 200 | 1.0676 | 9.9568 | 5 | 9.6067
1495 | 200 | 1.0676 | 9.9568 | 5 | 9.6067
1500 | 200 | 1.0676 | 9.9568 | 5 | 9.6067
1505 | 200 | 1.0676 | 9.9568 | 5 | 9.6067
1510 | 200 | 1.0676 | 9.9568 | 5 | 9.6067
1515 | 200 | 1.0676 | 9.9568 | 5 | 9.6067
1520 | 200 | 1.0676 | 9.9568 | 5 | 9.6067
1525 | 200 | 1.0676 | 9.9568 | 5 | 9.6067
1530 | 200 | 1.0676 | 9.9568 | 5 | 9.6067
1535 | 200 | 1.0676 | 9.9568 | 5 | 9.6067
1540 | 200 | 1.0676 | 9.9568 | 5 | 9.6067
1545 | 200 | 1.0676 | 9.9568 | 5 | 9.6067
1550 | 200 | 1.0676 | 9.9568 | 5 | 9.6067
1555 | 200 | 1.0676 | 9.9568 | 5 | 9.6067
1560 | 200 | 1.0676 | 9.9568 | 5 | 9.6067
1565 | 200 | 1.0676 | 9.9568 | 5 | 9.6067
1570 | 200 | 1.0676 | 9.9568 | 5 | 9.6067
1575 | 200 | 1.0676 | 9.9568 | 5 | 9.6067
1580 | 200 | 1.0676 | 9.9568 | 5 | 9.6067
1585 | 200 | 1.0676 | 9.9568 | 5 | 9.6067
1590 | 200 | 1.0676 | 9.9568 | 5 | 9.6067
1595 | 200 | 1.0676 | 9.9568 | 5 | 9.6067
1600 | 200 | 1.0676 | 9.9568 | 5 | 9.6067
1605 | 200 | 1.0676 | 9.9568 | 5 | 9.6067
1610 | 200 | 1.0676 | 9.9568 | 5 | 9.6067
1615 | 200 | 1.0676 | 9.9568 | 5 | 9.6067
1620 | 200 | 1.0676 | 9.9568 | 5 | 9.6067
1625 | 200 | 1.0676 | 9.9568 | 5 | 9.6067
1630 | 200 | 1.0676 | 9.9568 | 5 | 9.6067
1635 | 200 | 1.0676 | 9.9568 | 5 | 9.6067
1640 | 200 | 1.0676 | 9.9568 | 5 | 9.6067
1645 | 200 | 1.0676 | 9.9568 | 5 | 9.6067
1650 | 200 | 1.0676 | 9.9568 | 5 | 9.6067
1655 | 200 | 1.0676 | 9.9568 | 5 | 9.6067
1660 | 200 | 1.0676 | 9.9568 | 5 | 9.6067
1665 | 200 | 1.0676 | 9.9568 | 5 | 9.6067
1670 | 200 | 1.0676 | 9.9568 | 5 | 9.6067
1675 | 200 | 1.0676 | 9.9568 | 5 | 9.6067
1680 | 200 | 1.0676 | 9.9568 | 5 | 9.6067
1685 | 200 | 1.0676 | 9.9568 | 5 | 9.6067
1690 | 200 | 1.0676 | 9.9568 | 5 | 9.6067
1695 | 200 | 1.0676 | 9.9568 | 5 | 9.6067
1700 | 200 | 1.0676 | 9.9568 | 5 | 9.6067
1705 | 200 | 1.0676 | 9.9568 | 5 | 9.6067
1710 | 200 | 1.0676 | 9.9568 | 5 | 9.6067
1715 | 200 | 1.0676 | 9.9568 | 5 | 9.6067
1720 | 200 | 1.0676 | 9.9568 | 5 | 9.6067
1725 | 200 | 1.0676 | 9.9568 | 5 | 9.6067
1730 | 200 | 1.0676 | 9.9568 | 5 | 9.6067
1735 | 200 | 1.0676 | 9.9568 | 5 | 9.6067
1740 | 200 | 1.0676 | 9.9568 | 5 | 9.6067
1745 | 200 | 1.0676 | 9.9568 | 5 | 9.6067
1750 | 200 | 1.0676 | 9.9568 | 5 | 9.6067
1755 | 200 | 1.0676 | 9.9568 | 5 | 9.6067
1760 | 200 | 1.0676 | 9.9568 | 5 | 9.6067
1765 | 200 | 1.0676 | 9.9568 | 5 | 9.6067
1770 | 200 | 1.0676 | 9.9568 | 5 | 9.6067
1775 | 200 | 1.0676 | 9.9568 | 5 | 9.6067
1780 | 200 | 1.0676 | 9.9568 | 5 | 9.6067
1785 | 200 | 1.0676 | 9.9568 | 5 | 9.6067
1790 | 200 | 1.0676 | 9.9568 | 5 | 9.6067
1795 | 200 | 1.0676 | 9.9568 | 5 | 9.6067
1800 | 200 | 1.0676 | 9.9568 | 5 | 9.6067
1805 | 200 | 1.0676 | 9.9568 | 5 | 9.6067
1810 | 200 | 1.0676 | 9.9568 | 5 | 9.6067
1815 | 200 | 1.0676 | 9.9568 | 5 | 9.6067
1820 | 200 | 1.0676 | 9.9568 | 5 | 9.6067
1825 | 200 | 1.0676 | 9.9568 | 5 | 9.6067
1830 | 200 | 1.0676 | 9.9568 | 5 | 9.6067
1835 | 200 | 1.0676 | 9.9568 | 5 | 9.6067
1840 | 200 | 1.0676 | 9.9568 | 5 | 9.6067
1845 | 200 | 1.0676 | 9.9568 | 5 | 9.6067
1850 | 200 | 1.0676 | 9.9568 | 5 | 9.6067
1855 | 200 | 1.0676 | 9.9568 | 5 | 9.6067
1860 | 200 | 1.0676 | 9.9568 | 5 | 9.6067
1865 | 200 | 1.0676 | 9.9568 | 5 | 9.6067
1870 | 200 | 1.0676 | 9.9568 | 5 | 9.6067
1875 | 200 | 1.0676 | 9.9568 | 5 | 9.6067
1880 | 200 | 1.0676 | 9.9568 | 5 | 9.6067
1885 | 200 | 1.0676 | 9.9568 | 5 | 9.6067
1890 | 200 | 1.0676 | 9.9568 | 5 | 9.6067
1895 | 200 | 1.0676 | 9.9568 | 5 | 9.6067
1900 | 200 | 1.0676 | 9.9568 | 5 | 9.6067
1905 | 200 | 1.0676 | 9.9568 | 5 | 9.6067
1910 | 200 | 1.0676 | 9.9568 | 5 | 9.6067
1915 | 200 | 1.0676 | 9.9568 | 5 | 9.6067
1920 | 200 | 1.0676 | 9.9568 | 5 | 9.6067
1925 | 200 | 1.0676 | 9.9568 | 5 | 9.6067
1930 | 200 | 1.0676 | 9.9568 | 5 | 9.6067
1935 | 200 | 1.0676 | 9.9568 | 5 | 9.6067
1940 | 200 | 1.0676 | 9.9568 | 5 | 9.6067
1945 | 200 | 1.0676 | 9.9568 | 5 | 9.6067
1950 | 200 | 1.0676 | 9.9568 | 5 | 9.6067
1955 | 200 | 1.0676 | 9.9568 | 5 | 9.6067
1960 | 200 | 1.0676 | 9.9568 | 5 | 9.6067
1965 | 200 | 1.0676 | 9.9568 | 5 | 9.6067
1970 | 200 | 1.0676 | 9.9568 | 5 | 9.6067
1975 | 200 | 1.0676 | 9.9568 | 5 | 9.6067
1980 | 200 | 1.0676 | 9.9568 | 5 | 9.6067
1985 | 200 | 1.0676 | 9.9568 | 5 | 9.6067
1990 | 200 | 1.0676 | 9.9568 | 5 | 9.6067
1995 | 200 | 1.0676 | 9.9568 | 5 | 9.6067
2000 | 200 | 1.0676 | 9.9568 | 5 | 9.6067
2005 | 200 | 1.0676 | 9.9568 | 5 | 9.6067
2010 | 200 | 1.0676 | 9.9568 | 5 | 9.6067
2015 | 200 | 1.0676 | 9.9568 | 5 | 9.6067
2020 | 200 | 1.0676 | 9.9568 | 5 | 9.6067
2025 | 200 | 1.0676 | 9.9568 | 5 | 9.6067
2030 | 200 | 1.0676 | 9.9568 | 5 | 9.6067
2035 | 200 | 1.0676 | 9.9568 | 5 | 9.6067
2040 | 200 | 1.0676 | 9.9568 | 5 | 9.6067
2045 | 200 | 1.0676 | 9.9568 | 5 | 9.6067
2050 | 200 | 1.0676 | 9.9568 | 5 | 9.6067
2055 | 200 | 1.0676 | 9.9568 | 5 | 9.6067
2060 | 200 | 1.0676 | 9.9568 | 5 | 9.6067
2065 | 200 | 1.0676 | 9.9568 | 5 | 9.6067
2070 | 200 | 1.0676 | 9.9568 | 5 | 9.6067
2075 | 200 | 1.0676 | 9.9568 | 5 | 9.6067
2080 | 200 | 1.0676 | 9.9568 | 5 | 9.6067
2085 | 200 | 1.0676 | 9.9568 | 5 | 9.6067
2090 | 200 | 1.0676 | 9.9568 | 5 | 9.6067
2095 | 200 | 1.0676 | 9.9568 | 5 | 9.6067
2100 | 200 | 1.0676 | 9.9568 | 5 | 9.6067
2105 | 200 | 1.0676 | 9.9568 | 5 | 9.6067
2110 | 200 | 1.0676 | 9.9568 | 5 | 9.6067
2115 | 200 | 1.0676 | 9.9568 | 5 | 9.6067
2120 | 200 | 1.0676 | 9.9568 | 5 | 9.6067
2125 | 200 | 1.0676 | 9.9568 | 5 | 9.6067
2130 | 200 | 1.0676 | 9.9568 | 5 | 9.6067
2135 | 200 | 1.0676 | 9.9568 | 5 | 9.6067
2140 | 200 | 1.0676 | 9.9568 | 5 | 9.6067
2145 | 200 | 1.0676 | 9.9568 | 5 | 9.6067
2150 | 200 | 1.0676 | 9.9568 | 5 | 9.6067
2155 | 200 | 1.0676 | 9.9568 | 5 | 9.6067
2160 | 200 | 1.0676 | 9.9568 | 5 | 9.6067
2165 | 200 | 1.0676 | 9.9568 | 5 | 9.6067
2170 | 200 | 1.0676 | 9.9568 | 5 | 9.6067
2175 | 200 | 1.0676 | 9.9568 | 5 | 9.6067
2180 | 200 | 1.0676 | 9.9568 | 5 | 9.6067
2185 | 200 | 1.0676 | 9.9568 | 5 | 9.6067
2190 | 200 | 1.0676 | 9.9568 | 5 | 9.6067
2195 | 200 | 1.0676 | 9.9568 | 5 | 9.6067
2200 | 200 | 1.0676 | 9.9568 | 5 | 9.6067
2205 | 200 | 1.0676 | 9.9568 | 5 | 9.6067
2210 | 200 | 1.0676 | 9.9568 | 5 | 9.6067
2215 | 200 | 1.0676 | 9.9568 | 5 | 9.6067
2220 | 200 | 1.0676 | 9.9568 | 5 | 9.6067
2225 | 200 | 1.0676 | 9.9568 | 5 | 9.6067
2230 | 200 | 1.0676 | 9.9568 | 5 | 9.6067
2235 | 200 | 1.0676 | 9.9568 | 5 | 9.6067
2240 | 200 | 1.0676 | 9.9568 | 5 | 9.6067
2245 | 200 | 1.0676 | 9.9568 | 5 | 9.6067
2250 | 200 | 1.0676 | 9.9568 | 5 | 9.6067
2255 | 200 | 1.0676 | 9.9568 | 5 | 9.6067
2260 | 200 | 1.0676 | 9.9568 | 5 | 9.6067
2265 | 200 | 1.0676 | 9.9568 | 5 | 9.6067
2270 | 200 | 1.0676 | 9.9568 | 5 | 9.6067
2275 | 200 | 1.0676 | 9.9568 | 5 | 9.6067
2280 | 200 | 1.0676 | 9.9568 | 5 | 9.6067
2285 | 200 | 1.0676 | 9.9568 | 5 | 9.6067
2290 | 200 | 1.0676 | 9.9568 | 5 | 9.6067
2295 | 200 | 1.0676 | 9.9568 | 5 | 9.6067
2300 | 200 | 1.0676 | 9.9568 | 5 | 9.6067
2305 | 200 | 1.0676 | 9.9568 | 5 | 9.6067
2310 | 200 | 1.0676 | 9.9568 | 5 | 9.6067
2315 | 200 | 1.0676 | 9.9568 | 5 | 9.6067
2320 | 200 | 1.0676 | 9.9568 | 5 | 9.6067
2325 | 200 | 1.0676 | 9.9568 | 5 | 9.6067
2330 | 200 | 1.0676 | 9.9568 | 5 | 9.6067
2335 | 200 | 1.0676 | 9.9568 | 5 | 9.6067
2340 | 200 | 1.0676 | 9.9568 | 5 | 9.6067
2345 | 200 | 1.0676 | 9.9568 | 5 | 9.6067
2350 | 200 | 1.0676 | 9.9568 | 5 | 9.6067
2355 | 200 | 1.0676 | 9.9568 | 5 | 9.6067
2360 | 200 | 1.0676 | 9.9568 | 5 | 9.6067
2365 | 200 | 1.0676 | 9.9568 | 5 | 9.6067
2370 | 200 | 1.0676 | 9.9568 | 5 | 9.6067
2375 | 200 | 1.0676 | 9.9568 | 5 | 9.6067
2380 | 200 | 1.0676 | 9.9568 | 5 | 9.6067
2385 | 200 | 1.0676 | 9.9568 | 5 | 9.6067
2390 | 200 | 1.0676 | 9.9568 | 5 | 9.6067
2395 | 200 | 1.0676 | 9.9568 | 5 | 9.6067
2400 | 200 | 1.0676 | 9.9568 | 5 | 9.6067
2405 | 200 | 1.0676 | 9.9568 | 5 | 9.6067
2410 | 200 | 1.0676 | 9.9568 | 5 | 9.6067
2415 | 200 | 1.0676 | 9.9568 | 5 | 9.6067
2420 | 200 | 1.0676 | 9.9568 | 5 | 9.6067
2425 | 200 | 1.0676 | 9.9568 | 5 | 9.6067
2430 | 200 | 1.0676 | 9.9568 | 5 | 9.6067
2435 | 200 | 1.0676 | 9.9568 | 5 | 9.6067
2440 | 200 | 1.0676 | 9.9568 | 5 | 9.6067
2445 | 200 | 1.0676 | 9.9568 | 5 | 9.6067
2450 | 200 | 1.0676 | 9.9568 | 5 | 9.6067
2455 | 200 | 1.0676 | 9.9568 | 5 | 9.6067
2460 | 200 | 1.0676 | 9.9568 | 5 | 9.6067
2465 | 200 | 1.0676 | 9.9568 | 5 | 9.6067
2470 | 200 | 1.0676 | 9.9568 | 5 | 9.6067
2475 | 200 | 1.0676 | 9.9568 | 5 | 9.6067
2480 | 200 | 1.0676 | 9.9568 | 5 | 9.6067
2485 | 200 | 1.0676 | 9.9568 | 5 | 9.6067
2490 | 200 | 1.0676 | 9.9568 | 5 | 9.6067
2495 | 200 | 1.0676 | 9.9568 | 5 | 9.6067
2500 | 200 | 1.0676 | 9.9568 | 5 | 9.6067
2505 | 200 | 1.0676 | 9.9568 | 5 | 9.6067
2510 | 200 | 1.0676 | 9.9568 | 5 | 9.6067
2515 | 200 | 1.0676 | 9.9568 | 5 | 9.6067
2520 | 200 | 1.0676 | 9.9568 | 5 | 9.6067
2525 | 200 | 1.0676 | 9.9568 | 5 | 9.6067
2530 | 200 | 1.0676 | 9.9568 | 5 | 9.6067
2535 | 200 | 1.0676 | 9.9568 | 5 | 9.6067
2540 | 200 | 1.0676 | 9.9568 | 5 | 9.6067
2545 | 200 | 1.0676 | 9.9568 | 5 | 9.6067
2550 | 200 | 1.0676 | 9.9568 | 5 | 9.6067
2555 | 200 | 1.0676 | 9.9568 | 5 | 9.6067
2560 | 200 | 1.0676 | 9.9568 | 5 | 9.6067
2565 | 200 | 1.0676 | 9.9568 | 5 | 9.6067
2570 | 200 | 1.0676 | 9.9568 | 5 | 9.6067
2575 | 200 | 1.0676 | 9.9568 | 5 | 9.6067
2580 | 200 | 1.0676 | 9.9568 | 5 | 9.6067
2585 | 200 | 1.0676 | 9.9568 | 5 | 9.6067
2590 | 200 | 1.0676 | 9.9568 | 5 | 9.6067
2595 | 200 | 1.0676 | 9.9568 | 5 | 9.6067
2600 | 200 | 1.0676 | 9.9568 | 5 | 9.6067
2605 | 200 | 1.0676 | 9.9568 | 5 | 9.6067
2610 | 200 | 1.0676 | 9.9568 | 5 | 9.6067
2615 | 200 | 1.0676 | 9.9568 | 5 | 9.6067
2620 | 200 | 1.0676 | 9.9568 | 5 | 9.6067
2625 | 200 | 1.0676 | 9.9568 | 5 | 9.6067
2630 | 200 | 1.0676 | 9.9568 | 5 | 9.6067
2635 | 200 | 1.0676 | 9.9568 | 5 | 9.6067
2640 | 200 | 1.0676 | 9.9568 | 5 | 9.6067
2645 | 200 | 1.0676 | 9.9568 | 5 | 9.6067
2650 | 200 | 1.0676 | 9.9568 | 5 | 9.6067
2655 | 200 | 1.0676 | 9.9568 | 5 | 9.6067
2660 | 200 | 1.0676 | 9.9568 | 5 | 9.6067
2665 | 200 | 1.0676 | 9.9568 | 5 | 9.6067
2670 | 200 | 1.0676 | 9.9568 | 5 | 9.6067
2675 | 200 | 1.0676 | 9.9568 | 5 | 9.6067
2680 | 200 | 1.0676 | 9.9568 | 5 | 9.6067
2685 | 200 | 1.0676 | 9.9568 | 5 | 9.6067
2690 | 200 | 1.0676 | 9.9568 | 5 | 9.6067
2695 | 200 | 1.0676 | 9.9568 | 5 | 9.6067
2700 | 200 | 1.0676 | 9.9568 | 5 | 9.6067
2705 | 200 | 1.0676 | 9.9568 | 5 | 9.6067
2710 | 200 | 1.0676 | 9.9568 | 5 | 9.6067
2715 | 200 | 1.0676 | 9.9568 | 5 | 9.6067
2720 | 200 | 1.0676 | 9.9568 | 5 | 9.6067
2725 | 200 | 1.0676 | 9.9568 | 5 | 9.6067
2730 | 200 | 1.0676 | 9.9568 | 5 | 9.6067
2735 | 200 | 1.0676 | 9.9568 | 5 | 9.6067
2740 | 200 | 1.0676 | 9.9568 | 5 | 9.6067
2745 | 200 | 1.0676 | 9.9568 | 5 | 9.6067
2750 | 200 | 1.0676 | 9.9568 | 5 | 9.6067
2755 | 200 | 1.0676 | 9.9568 | 5 | 9.6067
2760 | 200 | 1.0676 | 9.9568 | 5 | 9.6067
2765 | 200 | 1.0676 | 9.9568 | 5 | 9.6067
2770 | 200 | 1.0676 | 9.9568 | 5 | 9.6067
2775 | 200 | 1.0676 | 9.9568 | 5 | 9.6067
2780 | 200 | 1.0676 | 9.9568 | 5 | 9.6067
2785 | 200 | 1.0676 | 9.9568 | 5 | 9.6067
2790 | 200 | 1.0676 | 9.9568 | 5 | 9.6067
2795 | 200 | 1.0676 | 9.9568 | 5 | 9.6067
2800 | 200 | 1.0676 | 9.9568 | 5 | 9.6067
2805 | 200 | 1.0676 | 9.9568 | 5 | 9.6067
2810 | 200 | 1.0676 | 9.9568 | 5 | 9.6067
2815 | 200 | 1.0676 | 9.9568 | 5 | 9.6067
2820 | 200 | 1.0676 | 9.9568 | 5 | 9.6067
2825 | 200 | 1.0676 | 9.9568 | 5 | 9.6067
2830 | 200 | 1.0676 | 9.9568 | 5 | 9.6067
2835 | 200 | 1.0676 | 9.9568 | 5 | 9.6067
2840 | 200 | 1.0676 | 9.9568 | 5 | 9.6067
2845 | 200 | 1.0676 | 9.9568 | 5 | 9.6067
2850 | 200 | 1.0676 | 9.9568 | 5 | 9.6067
2855 | 200 | 1.0676 | 9.9568 | 5 | 9.6067
2860 | 200 | 1.0676 | 9.9568 | 5 | 9.6067
2865 | 200 | 1.0676 | 9.9568 | 5 | 9.6067
2870 | 200 | 1.0676 | 9.9568 | 5 | 9.6067
2875 | 200 | 1.0676 | 9.9568 | 5 | 9.6067
2880 | 200 | 1.0676 | 9.9568 | 5 | 9.6067
2885 | 200 | 1.0676 | 9.9568 | 5 | 9.6067
2890 | 200 | 1.0676 | 9.9568 | 5 | 9.6067
2895 | 200 | 1.0676 | 9.9568 | 5 | 9.6067
2900 | 200 | 1.0676 | 9.9568 | 5 | 9.6067
2905 | 200 | 1.0676 | 9.9568 | 5 | 9.6067
2910 | 200 | 1.0676 | 9.9568 | 5 | 9.6067
2915 | 200 | 1.0676 | 9.9568 | 5 | 9.6067
2920 | 200 | 1.0676 | 9.9568 | 5 | 9.6067
2925 | 200 | 1.0676 | 9.9568 | 5 | 9.6067
2930 | 200 | 1.0676 | 9.9568 | 5 | 9.6067
2935 | 200 | 1.0676 | 9.9568 | 5 | 9.6067
2940 | 200 | 1.0676 | 9.9568 | 5 | 9.6067
2945 | 200 | 1.0676 | 9.9568 | 5 | 9.6067
2950 | 200 | 1.0676 | 9.9568 | 5 | 9.6067
2955 | 200 | 1.0676 | 9.9568 | 5 | 9.6067
2960 | 200 | 1.0676 | 9.9568 | 5 | 9.6067
2965 | 200 | 1.0676 | 9.9568 | 5 | 9.6067
2970 | 200 | 1.0676 | 9.9568 | 5 | 9.6067
2975 | 200 | 1.0676 | 9.9568 | 5 | 9.6067
2980 | 200 | 1.0676 | 9.9568 | 5 | 9.6067
2985 | 200 | 1.0676 | 9.9568 | 5 | 9.6067
2990 | 200 | 1.0676 | 9.9568 | 5 | 9.6067
2995 | 200 | 1.0676 | 9.9568 | 5 | 9.6067
3000 | 200 | 1.0676 | 9.9568 | 5 | 9.6067
3005 | 200 | 1.0676 | 9.9568 | 5 | 9.6067
3010 | 200 | 1.0676 | 9.9568 | 5 | 9.6067
3015 | 200 | 1.0676 | 9.9568 | 5 | 9.6067
3020 | 200 | 1.0676 | 9.9568 | 5 | 9.6067
3025 | 200 | 1.0676 | 9.9568 | 5 | 9.6067
3030 | 200 | 1.0676 | 9.9568 | 5 | 9.6067
3035 | 200 | 1.0676 | 9.9568 | 5 | 9.6067
3040 | 200 | 1.0676 | 9.9568 | 5 | 9.6067
3045 | 200 | 1.0676 | 9.9568 | 5 | 9.6067
3050 | 200 | 1.0676 | 9.9568 | 5 | 9.6067
3055 | 200 | 1.0676 | 9.9568 | 5 | 9.6067
3060 | 200 | 1.0676 | 9.9568 | 5 | 9.6067
3065 | 200 | 1.0676 | 9.9568 | 5 | 9.6067
3070 | 200 | 1.0676 | 9.9568 | 5 | 9.6067
3075 | 200 | 1.0676 | 9.9568 | 5 | 9.6067
3080 | 200 | 1.0676 | 9.9568 | 5 | 9.6067
3085 | 200 | 1.0676 | 9.9568 | 5 | 9.6067
3090 | 200 | 1.0676 | 9.9568 | 5 | 9.6067
3095 | 200 | 1.0676 | 9.9568 | 5 | 9.6067
3100 | 200 | 1.0676 | 9.9568 | 5 | 9.6067
3105 | 200 | 1.0676 | 9.9568 | 5 | 9.6067
3110 | 200 | 1.0676 | 9.9568 | 5 | 9.6067
3115 | 200 | 1.0676 | 9.9568 | 5 | 9.6067
3120 | 200 | 1.0676 | 9.9568 | 5 | 9.6067
3125 | 200 | 1.0676 | 9.9568 | 5 | 9.6067
3130 | 200 | 1.0676 | 9.9568 | 5 | 9.6067
3135 | 200 | 1.0676 | 9.9568 | 5 | 9.6067
3140 | 200 | 1.0676 | 9.9568 | 5 | 9.6067
3145 | 200 | 1.0676 | 9.9568 | 5 | 9.6067
3150 | 200 | 1.0676 | 9.9568 | 5 | 9.6067
3155 | 200 | 1.0676 | 9.9568 | 5 | 9.6067
3160 | 200 | 1.0676 | 9.9568 | 5 | 9.6067
3165 | 200 | 1.0676 | 9.9568 | 5 | 9.6067
3170 | 200 | 1.0676 | 9.9568 | 5 | 9.6067
3175 | 200 | 1.0676 | 9.9568 | 5 | 9.6067
3180 | 200 | 1.0676 | 9.9568 | 5 | 9.6067
3185 | 200 | 1.0676 | 9.9568 | 5 | 9.6067
3190 | 200 | 1.0676 | 9.9568 | 5 | 9.6067
3195 | 200 | 1.0676 | 9.9568 | 5 | 9.6067
3200 | 200 | 1.0676 | 9.9568 | 5 | 9.6067
3205 | 200 | 1.0676 | 9.9568 | 5 | 9.6067
3210 | 200 | 1.0676 | 9.9568 | 5 | 9.6067
3215 | 200 | 1.0676 | 9.9568 | 5 | 9.6067
3220 | 200 | 1.0676 | 9.9568 | 5 | 9.6067
3225 | 200 | 1.0676 | 9.9568 | 5 | 9.6067
3230 | 200 | 1.0676 | 9.9568 | 5 | 9.6067
3235 | 200 | 1.0676 | 9.9568 | 5 | 9.6067
3240 | 200 | 1.0676 | 9.9568 | 5 | 9.6067
3245 | 200 | 1.0676 | 9.9568 | 5 | 9.6067
3250 | 200 | 1.0676 | 9.9568 | 5 | 9.6067
3255 | 200 | 1.0676 | 9.9568 | 5 | 9.6067
3260 | 200 | 1.0676 | 9.9568 | 5 | 9.6067
3265 | 200 | 1.0676 | 9.9568 | 5 | 9.6067
3270 | 200 | 1.0676 | 9.9568 | 5 | 9.6067
3275 | 200 | 1.0676 | 9.9568 | 5 | 9.6067
3280 | 200 | 1.0676 | 9.9568 | 5 | 9.6067
3285 | 200 | 1.0676 | 9.9568 | 5 | 9.6067
3290 | 200 | 1.0676 | 9.9568 | 5 | 9.6067
3295 | 200 | 1.0676 | 9.9568 | 5 | 9.6067
3300 | 200 | 1.0676 | 9.9568 | 5 | 9.6067
3305 | 200 | 1.0676 | 9.9568 | 5 | 9.6067
3310 | 200 | 1.0676 | 9.9568 | 5 | 9.6067
3315 | 200 | 1.0676 | 9.9568 | 5 | 9.6067
3320 | 200 | 1.0676 | 9.9568 | 5 | 9.6067
3325 | 200 | 1.0676 | 9.9568 | 5 | 9.6067
3330 | 200 | 1.0676 | 9.9568 | 5 | 9.6067
3335 | 200 | 1.0676 | 9.9568 | 5 | 9.6067
3340 | 200 | 1.0676 | 9.9568 | 5 | 9.6067
3345 | 200 | 1.0676 | 9.9568 | 5 | 9.6067
3350 | 200 | 1.0676 | 9.9568 | 5 | 9.6067
3355 | 200 | 1.0676 | 9.9568 | 5 | 9.6067
3360 | 200 | 1.0676 | 9.9568 | 5 | 9.6067
3365 | 200 | 1.0676 | 9.9568 | 5 | 9.6067
3370 | 200 | 1.0676 | 9.9568 | 5 | 9.6067
3375 | 200 | 1.0676 | 9.9568 | 5 | 9.6067
3380 | 200 | 1.0676 | 9.9568 | 5 | 9.6067
3385 | 200 | 1.0676 | 9.9568 | 5 | 9.6067
3390 | 200 | 1.0676 | 9.9568 | 5 | 9.6067
3395 | 200 | 1.0676 | 9.9568 | 5 | 9.6067
3400 | 200 | 1.0676 | 9.9568 | 5 | 9.6067
3405 | 200 | 1.0676 | 9.9568 | 5 | 9.6067
3410 | 200 | 1.0676 | 9.9568 | 5 | 9.6067
3415 | 200 | 1.0676 | 9.9568 | 5 | 9.6067
3420 | 200 | 1.0676 | 9.9568 | 5 | 9.6067
3425 | 200 | 1.0676 | 9.9568 | 5 | 9.6067
3430 | 200 | 1.0676 | 9.9568 | 5 | 9.6067
3435 | 200 | 1.0676 | 9.9568 | 5 | 9.6067
3440 | 200 | 1.0676 | 9.9568 | 5 | 9.6067
3445 | 200 | 1.0676 | 9.9568 | 5 | 9.6067
3450 | 200 | 1.0676 | 9.9568 | 5 | 9.6067
3455 | 200 | 1.0676 | 9.9568 | 5 | 9.6067
3460 | 200 | 1.0676 | 9.9568 | 5 | 9.6067
3465 | 200 | 1.0676 | 9.9568 | 5 | 9.6067
3470 | 200 | 1.0676 | 9.9568 | 5 | 9.6067
3475 | 200 | 1.0676 | 9.9568 | 5 | 9.6067
3480 | 200 | 1.0676 | 9.9568 | 5 | 9.6067
3485 | 200 | 1.0676 | 9.9568 | 5 | 9.6067
3490 | 200 | 1.0676 | 9.9568 | 5 | 9.6067
3495 | 200 | 1.0676 | 9.9568 | 5 | 9.6067
3500 | 200 | 1.0676 | 9.9568 | 5 | 9.6067
3505 | 200 | 1.0676 | 9.9568 | 5 | 9.6067
3510 | 200 | 1.0676 | 9.9568 | 5 | 9.6067
3515 | 200 | 1.0676 | 9.9568 | 5 | 9.6067
3520 | 200 | 1.0676 | 9.9568 | 5 | 9.6067
3525 | 200 | 1.0676 | 9.9568 | 5 | 9.6067
3530 | 200 | 1.0676 | 9.9568 | 5 | 9.6067
3535 | 200 | 1.0676 | 9.9568 | 5 | 9.6067
3540 | 200 | 1.0676 | 9.9568 | 5 | 9.6067
3545 | 200 | 1.0676 | 9.9568 | 5 | 9.6067
3550 | 200 | 1.0676 | 9.9568 | 5 | 9.6067
3555 | 200 | 1.0676 | 9.9568 | 5 | 9.6067
3560 | 200 | 1.0676 | 9.9568 | 5 | 9.6067
3565 | 200 | 1.0676 | 9.9568 | 5 | 9.6067
3570 | 200 | 1.0676 | 9.9568 | 5 | 9.6067
3575 | 200 | 1.0676 | 9.9568 | 5 | 9.6067
3580 | 200 | 1.0676 | 9.9568 | 5 | 9.6067
3585 | 200 | 1.0676 | 9.9568 | 5 | 9.6067
3590 | 200 | 1.0676 | 9.9568 | 5 | 9.6067
3595 | 200 | 1.0676 | 9.9568 | 5 | 9.6067
3600 | 200 | 1.0676 | 9.9568 | 5 | 9.6067
3605 | 200 | 1.0676 | 9.9568 | 5 | 9.6067
3610 | 200 | 1.0676 | 9.9568 | 5 | 9.6067
3615 | 200 | 1.0676 | 9.9568 | 5 | 9.6067
3620 | 200 | 1.0676 | 9.9568 | 5 | 9.6067
3625 | 200 | 1.0676 | 9.9568 | 5 | 9.6067
3630 | 200 | 1.0676 | 9.9568 | 5 | 9.6067
3635 | 200 | 1.0676 | 9.9568 | 5 | 9.6067
3640 | 200 | 1.0676 | 9.9568 | 5 | 9.6067
3645 | 200 | 1.0676 | 9.9568 | 5 | 9.6067
3650 | 200 | 1.0676 | 9.9568 | 5 | 9.6067
3655 | 200 | 1.0676 | 9.9568 | 5 | 9.6067
3660 | 200 | 1.0676 | 9.9568 | 5 | 9.6067
3665 | 200 | 1.0676 | 9.9568 | 5 | 9.6067
3670 | 200 | 1.0676 | 9.9568 | 5 | 9.6067
3675 | 200 | 1.0676 | 9.9568 | 5 | 9.6067
3680 | 200 | 1.0676 | 9.9568 | 5 | 9.6067
3685 | 200 | 1.0676 | 9.9568 | 5 | 9.6067
3690 | 200 | 1.0676 | 9.9568 | 5 | 9.6067
3695 | 200 | 1.0676 | 9.9568 | 5 | 9.6067
3700 | 200 | 1.0676 | 9.9568 | 5 | 9.6067
3705 | 200 | 1.0676 | 9.9568 | 5 | 9.6067
3710 | 200 | 1.0676 | 9.9568 | 5 | 9.6067
3715 | 200 | 1.0676 | 9.9568 | 5 | 9.6067
3720 | 200 | 1.0676 | 9.9568 | 5 | 9.6067
3725 | 200 | 1.0676 | 9.9568 | 5 | 9.6067
3730 | 200 | 1.0676 | 9.9568 | 5 | 9.6067
3735 | 200 | 1.0676 | 9.9568 | 5 | 9.6067
3740 | 200 | 1.0676 | 9.9568 | 5 | 9.6067
3745 | 200 | 1.0676 | 9.9568 | 5 | 9.6067
3750 | 200 | 1.0676 | 9.9568 | 5 | 9.6067
3755 | 200 | 1.0676 | 9.9568 | 5 | 9.6067
3760 | 200 | 1.0676 | 9.9568 | 5 | 9.6067
3765 | 200 | 1.0676 | 9.9568 | 5 | 9.6067
3770 | 200 | 1.0676 | 9.9568 | 5 | 9.6067
3775 | 200 | 1.0676 | 9.9568 | 5 | 9.6067
3780 | 200 | 1.0676 | 9.9568 | 5 | 9.6067
3785 | 200 | 1.0676 | 9.9568 | 5 | 9.6067
3790 | 200 | 1.0676 | 9.9568 | 5 | 9.6067
3795 | 200 | 1.0676 | 9.9568 | 5 | 9.6067
3800 | 200 | 1.0676 | 9.9568 | 5 | 9.6067
3805 | 200 | 1.0676 | 9.9568 | 5 | 9.6067
3810 | 200 | 1.0676 | 9.9568 | 5 | 9.6067
3815 | 200 | 1.0676 | 9.9568 | 5 | 9.6067
3820 | 200 | 1.0676 | 9.9568 | 5 | 9.6067
3825 | 200 | 1.0676 | 9.9568 | 5 | 9.6067
3830 | 200 | 1.0676 | 9.9568 | 5 | 9.6067
3835 | 200 | 1.0676 | 9.9568 | 5 | 9.6067
3840 | 200 | 1.0676 | 9.9568 | 5 | 9.6067
3845 | 200 | 1.0676 | 9.9568 | 5 | 9.6067
3850 | 200 | 1.0676 | 9.9568 | 5 | 9.6067
3855 | 200 | 1.0676 | 9.9568 | 5 | 9.6067
3860 | 200 | 1.0676 | 9.9568 | 5 | 9.6067
3865 | 200 | 1.0676 | 9.9568 | 5 | 9.6067
3870 | 200 | 1.0676 | 9.9568 | 5 | 9.6067
3875 | 200 | 1.0676 | 9.9568 | 5 | 9.6067
3880 | 200 | 1.0676 | 9.9568 | 5 | 9.6067
3885 | 200 | 1.0676 | 9.9568 | 5 | 9.6067
3890 | 200 | 1.0676 | 9.9568 | 5 | 9.6067
3895 | 200 | 1.0676 | 9.9568 | 5 | 9.6067
3900 | 200 | 1.0676 | 9.9568 | 5 | 9.6067
3905 | 200 | 1.0676 | 9.9568 | 5 | 9.6067
3910 | 200 | 1.0676 | 9.9568 | 5 | 9.6067
3915 | 200 | 1.0676 | 9.9568 | 5 | 9.6067
3920 | 200 | 1.0676 | 9.9568 | 5 | 9.6067
3925 | 200 | 1.0676 | 9.9568 | 5 | 9.6067
3930 | 200 | 1.0676 | 9.9568 | 5 | 9.6067
3935 | 200 | 1.0676 | 9.9568 | 5 | 9.6067
3940 | 200 | 1.0676 | 9.9568 | 5 | 9.6067
3945 | 200 | 1.0676 | 9.9568 | 5 | 9.6067
3950 | 200 | 1.0676 | 9.9568 | 5 | 9.6067
3955 | 200 | 1.0676 | 9.9568 | 5 | 9.6067
3960 | 200 | 1.0676 | 9.9568 | 5 | 9.6067
3965 | 200 | 1.0676 | 9.9568 | 5 | 9.6067
3970 | 200 | 1.0676 | 9.9568 | 5 | 9.6067
3975 | 200 | 1.0676 | 9.9568 | 5 | 9.6067
3980 | 200 | 1.0676 | 9.9568 | 5 | 9.6067
3985 | 200 | 1.0676 | 9.9568 | 5 | 9.6067
3990 | 200 | 1.0676 | 9.9568 | 5 | 9.6067
3995 | 200 | 1.0676 | 9.9568 | 5 | 9.6067
4000 | 200 | 1.0676 | 9.9568 | 5 | 9.6067
4005 | 200 | 1.0676 | 9.9568 | 5 | 9.6067
4010 | 200 | 1.0676 | 9.9568 | 5 | 9.6067
4015 | 200 | 1.0676 | 9.9568 | 5 | 9.6067
4020 | 200 | 1.0676 | 9.9568 | 5 | 9.6067
4025 | 200 | 1.0676 | 9.9568 | 5 | 9.6067
4030 | 200 | 1.0676 | 9.9568 | 5 | 9.6067
4035 | 200 | 1.0676 | 9.9568 | 5 | 9.6067
4040 | 200 | 1.0676 | 9.9568 | 5 | 9.6067
4045 | 200 | 1.0676 | 9.9568 | 5 | 9.6067
4050 | 200 | 1.0676 | 9.9568 | 5 | 9.6067
4055 | 200 | 1.0676 | 9.9568 | 5 | 9.6067
4060 | 200 | 1.0676 | 9.9568 | 5 | 9.6067
4065 | 200 | 1.0676 | 9.9568 | 5 | 9.6067
4070 | 200 | 1.0676 | 9.9568 | 5 | 9.6067
4075 | 200 | 1.0676 | 9.9568 | 5 | 9.6067
4080 | 200 | 1.0676 | 9.9568 | 5 | 9.6067
4085 | 200 | 1.0676 | 9.9568 | 5 | 9.6067
4090 | 200 | 1.0676 | 9.9568 | 5 | 9.6067
4095 | 200 | 1.0676 | 9.9568 | 5 | 9.6067
4100 | 200 | 1.0676 | 9.9568 | 5 | 9.6067
4105 | 200 | 1.0676 | 9.9568 | 5 | 9.6067
4110 | 200 | 1.0676 | 9.9568 | 5 | 9.6067
4115 | 200 | 1.0676 | 9.9568 | 5 | 9.6067
4120 | 200 | 1.0676 | 9.9568 | 5 | 9.6067
4125 | 200 | 1.0676 | 9.9568 | 5 | 9.6067
4130 | 200 | 1.0676 | 9.9568 | 5 | 9.6067
4135 | 200 | 1.0676 | 9.9568 | 5 | 9.6067
4140 | 200 | 1.0676 | 9.9568 | 5 | 9.6067
4145 | 200 | 1.0676 | 9.9568 | 5 | 9.6067
4150 | 200 | 1.0676 | 9.9568 | 5 | 9.6067
4155 | 200 | 1.0676 | 9.9568 | 5 | 9.6067
4160 | 200 | 1.0676 | 9.9568 | 5 | 9.6067
4165 | 200 | 1.0676 | 9.9568 | 5 | 9.6067
4170 | 200 | 1.0676 | 9.9568 | 5 | 9.6067
4175 | 200 | 1.0676 | 9.9568 | 5 | 9.6067
4180 | 200 | 1.0676 | 9.9568 | 5 | 9.6067
4185 | 200 | 1.0676 | 9.9568 | 5 | 9.6067
4190 | 200 | 1.0676 | 9.9568 | 5 | 9.6067
4195 | 200 | 1.0676 | 9.9568 | 5 | 9.6067
4200 | 200 | 1.0676 | 9.9568 | 5 | 9.6067
4205 | 200 | 1.0676 | 9.9568 | 5 | 9.6067
4210 | 200 | 1.0676 | 9.9568 | 5 | 9.6067
4215 | 200 | 1.0676 | 9.9568 | 5 | 9.6067
4220 | 200 | 1.0676 | 9.9568 | 5 | 9.6067
4225 | 200 | 1.0676 | 9.9568 | 5 | 9.6067
4230 | 200 | 1.0676 | 9.9568 | 5 | 9.6067
4235 | 200 | 1.0676 | 9.9568 | 5 | 9.6067
4240 | 200 | 1.0676 | 9.9568 | 5 | 9.6067
4245 | 200 | 1.0676 | 9.9568 | 5 | 9.6067
4250 | 200 | 1.0676 | 9.9568 | 5 | 9.6067
4255 | 200 | 1.0676 | 9.9568 | 5 | 9.6067
4260 | 200 | 1.0676 | 9.9568 | 5 | 9.6067
4265 | 200 | 1.0676 | 9.9568 | 5 | 9.6067
4270 | 200 | 1.0676 | 9.9568 | 5 | 9.6067
4275 | 200 | 1.0676 | 9.9568 | 5 | 9.6067
4280 | 200 | 1.0676 | 9.9568 | 5 | 9.6067
4285 | 200 | 1.0676 | 9.9568 | 5 | 9.6067
4290 | 200 | 1.0676 | 9.9568 | 5 | 9.6067
4295 | 200 | 1.0676 | 9.9568 | 5 | 9.6067
4300 | 200 | 1.0676 | 9.9568 | 5 | 9.6067
4305 | 200 | 1.0676 | 9.9568 | 5 | 9.6067
4310 | 200 | 1.0676 | 9.9568 | 5 | 9.6067
4315 | 200 | 1.0676 | 9.9568 | 5 | 9.6067
4320 | 200 | 1.0676 | 9.9568 | 5 | 9.6067
4325 | 200 | 1.0676 | 9.9568 | 5 | 9.6067
4330 | 200 | 1.0676 | 9.9568 | 5 | 9.6067
4335 | 200 | 1.0676 | 9.9568 | 5 | 9.6067
4340 | 200 | 1.0676 | 9.9568 | 5 | 9.6067
4345 | 200 | 1.0676 | 9.9568 | 5 | 9.6067
4350 | 200 | 1.0676 | 9.9568 | 5 | 9.6067
4355 | 200 | 1.0676 | 9.9568 | 5 | 9.6067
4360 | 200 | 1.0676 | 9.9568 | 5 | 9.6067
4365 | 200 | 1.0676 | 9.9568 | 5 | 9.6067
4370 | 200 | 1.0676 | 9.9568 | 5 | 9.6067
4375 | 200 | 1.0676 | 9.9568 | 5 | 9.6067
4380 | 200 | 1.0676 | 9.9568 | 5 | 9.6067
4385 | 200 | 1.0676 | 9.9568 | 5 | 9.6067
4390 | 200 | 1.0676 | 9.9568 | 5 | 9.6067
4395 | 200 | 1.0676 | 9.9568 | 5 | 9.6067
4400 | 200 | 1.0676 | 9.9568 | 5 | 9.6067
4405 | 200 | 1.0676 | 9.9568 | 5 | 9.6067
4410 | 200 | 1.0676 | 9.9568 | 5 | 9.6067
4415 | 200 | 1.0676 | 9.9568 | 5 | 9.6067
4420 | 200 | 1.0676 | 9.9568 | 5 | 9.6067
4425 | 200 | 1.0676 | 9.9568 | 5 | 9.6067
4430 | 200 | 1.0676 | 9.9568 | 5 | 9.6067
4435 | 200 | 1.0676 | 9.9568 | 5 | 9.6067
4440 | 200 | 1.0676 | 9.9568 | 5 | 9.6067
4445 | 200 | 1.0676 | 9.9568 | 5 | 9.6067
4450 | 200 | 1.0676 | 9.9568 | 5 | 9.6067
4455 | 200 | 1.0676 | 9.9568 | 5 | 9.6067
4460 | 200 | 1.0676 | 9.9568 | 5 | 9.6067
4465 | 200 | 1.0676 | 9.9568 | 5 | 9.6067
4470 | 200 | 1.0676 | 9.9568 | 5 | 9.6067
4475 | 200 | 1.0676 | 9.9568 | 5 | 9.6067
4480 | 200 | 1.0676 | 9.9568 | 5 | 9.6067
4485 | 200 | 1.0676 | 9.9568 | 5 | 9.6067
4490 | 200 | 1.0676 | 9.9568 | 5 | 9.6067
4495 | 200 | 1.0676 | 9.9568 | 5 | 9.6067
4500 | 200 | 1.0676 | 9.9568 | 5 | 9.6067
4505 | 200 | 1.0676 | 9.9568 | 5 | 9.6067
4510 | 200 | 1.0676 | 9.9568 | 5 | 9.6067
4515 | 200 | 1.0676 | 9.9568 | 5 | 9.6067
4520 | 200 | 1.0676 | 9.9568 | 5 | 9.6067
4525 | 200 | 1.0676 | 9.9568 | 5 | 9.6067
4530 | 200 | 1.0676 | 9.9568 | 5 | 9.6067
4535 | 200 | 1.0676 | 9.9568 | 5 | 9.6067
4540 | 200 | 1.0676 | 9.9568 | 5 | 9.6067
4545 | 200 | 1.0676 | 9.9568 | 5 | 9.6067
4550 | 200 | 1.0676 | 9.9568 | 5 | 9.6067
4555 | 200 | 1.0676 | 9.9568 | 5 | 9.6067
4560 | 200 | 1.0676 | 9.9568 | 5 | 9.6067
4565 | 200 | 1.0676 | 9.9568 | 5 | 9.6067
4570 | 200 | 1.0676 | 9.9568 | 5 | 9.6067
4575 | 200 | 1.0676 | 9.9568 | 5 | 9.6067
4580 | 200 | 1.0676 | 9.9568 | 5 | 9.6067
4585 | 200 | 1.0676 | 9.9568 | 5 | 9.6067
4590 | 200 | 1.0676 | 9.9568 | 5 | 9.6067
4595 | 200 | 1.0676 | 9.9568 | 5 | 9.6067
4600 | 200 | 1.0676 | 9.9568 | 5 | 9.6067
4605 | 200 | 1.0676 | 9.9568 | 5 | 9.6067
4610 | 200 | 1.0676 | 9.9568 | 5 | 9.6067
4615 | 200 | 1.0676 | 9.9568 | 5 | 9.6067
4620 | 200 | 1.0676 | 9.9568 | 5 | 9.6067
4625 | 200 | 1.0676 | 9.9568 | 5 | 9.6067
4630 | 200 | 1.0676 | 9.9568 | 5 | 9.6067
4635 | 200 | 1.0676 | 9.9568 | 5 | 9.6067
4640 | 200 | 1.0676 | 9.9568 | 5 | 9.6067
4645 | 200 | 1.0676 | 9.9568 | 5 | 9.6067
4650 | 200 | 1.0676 | 9.9568 | 5 | 9.6067
4655 | 200 | 1.0676 | 9.9568 | 5 | 9.6067
4660 | 200 | 1.0676 | 9.9568 | 5 | 9.6067
4665 | 200 | 1.0676 | 9.9568 | 5 | 9.6067
4670 | 200 | 1.0676 | 9.9568 | 5 | 9.6067
4675 | 200 | 1.0676 | 9.9568 | 5 | 9.6067
4680 | 200 | 1.0676 | 9.9568 | 5 | 9.6067
4685 | 200 | 1.0676 | 9.9568 | 5 | 9.6067
4690 | 200 | 1.0676 | 9.9568 | 5 | 9.6067
4695 | 200 | 1.0676 | 9.9568 | 5 | 9.6067
4700 | 200 | 1.0676 | 9.9568 | 5 | 9.6067
4705 | 200 | 1.0676 | 9.9568 | 5 | 9.6067
4710 | 200 | 1.0676 | 9.9568 | 5 | 9.6067
4715 | 200 | 1.0676 | 9.9568 | 5 | 9.6067
4720 | 200 | 1.0676 | 9.9568 | 5 | 9.6067
4725 | 200 | 1.0676 | 9.9568 | 5 | 9.6067
4730 | 200 | 1.0676 | 9.9568 | 5 | 9.6067
4735 | 200 | 1.0676 | 9.9568 | 5 | 9.6067
4740 | 200 | 1.0676 | 9.9568 | 5 | 9.6067
4745 | 200 | 1.0676 | 9.9568 | 5 | 9.6067
4750 | 200 | 1.0676 | 9.9568 | 5 | 9.6067
4755 | 200 | 1.0676 | 9.9568 | 5 | 9.6067
4760 | 200 | 1.0676 | 9.9568 | 5 | 9.6067
4765 | 200 | 1.0676 | 9.9568 | 5 | 9.6067
4770 | 200 | 1.0676 | 9.9568 | 5 | 9.6067
4775 | 200 | 1.0676 | 9.9568 | 5 | 9.6067
4780 | 200 | 1.0676 | 9.9568 | 5 | 9.6067
4785 | 200 | 1.0676 | 9.9568 | 5 | 9.6067
4790 | 200 | 1.0676 | 9.9568 | 5 | 9.6067
4795 | 200 | 1.0676 | 9.9568 | 5 | 9.6067
4800 | 200 | 1.0676 | 9.9568 | 5 | 9.6067
4805 | 200 | 1.0676 | 9.9568 | 5 | 9.6067
4810 | 200 | 1.0676 | 9.9568 | 5 | 9.6067
4815 | 200 | 1.0676 | 9.9568 | 5 | 9.6067
4820 | 200 | 1.0676 | 9.9568 | 5 | 9.6067
4825 | 200 | 1.0676 | 9.9568 | 5 | 9.6067
4830 | 200 | 1.0676 | 9.9568 | 5 | 9.6067
4835 | 200 | 1.0676 | 9.9568 | 5 | 9.6067
4840 | 200 | 1.0676 | 9.9568 | 5 | 9.6067
4845 | 200 | 1.0676 | 9.9568 | 5 | 9.6067
4850 | 200 | 1.0676 | 9.9568 | 5 | 9.6067
4855 | 200 | 1.0676 | 9.9568 | 5 | 9.6067
4860 | 200 | 1.0676 | 9.9568 | 5 | 9.6067
4865 | 200 | 1.0676 | 9.9568 | 5 | 9.6067
4870 | 200 | 1.0676 | 9.9568 | 5 | 9.6067
4875 | 200 | 1.0676 | 9.9568 | 5 | 9.6067
4880 | 200 | 1.0676 | 9.9568 | 5 | 9.6067
4885 | 200 | 1.0676 | 9.9568 | 5 | 9.6067
4890 | 200 | 1.0676 | 9.9568 | 5 | 9.6067
4895 | 200 | 1.0676 | 9.9568 | 5 | 9.6067
4900 | 200 | 1.0676 | 9.9568 | 5 | 9.6067
4905 | 200 | 1.0676 | 9.9568 | 5 | 9.6067
4910 | 200 | 1.0676 | 9.9568 | 5 | 9.6067
4915 | 200 | 1.0676 | 9.9568 | 5 | 9.6067
4920 | 200 | 1.0676 | 9.9568 | 5 | 9.6067
4925 | 200 | 1.0676 | 9.9568 | 5 | 9.6067
4930 | 200 | 1.0676 | 9.9568 | 5 | 9.6067
4935 | 200 | 1.0676 | 9.9568 | 5 | 9.6067
4940 | 200 | 1.0676 | 9.9568 | 5 | 9.6067
4945 | 200 | 1.0676 | 9.9568 | 5 | 9.6067
4950 | 200 | 1.0676 | 9.9568 | 5 | 9.6067
4955 | 200 | 1.0676 | 9.9568 | 5 | 9.6067
4960 | 200 | 1.0676 | 9.9568 | 5 | 9.6067
4965 | 200 | 1.0676 | 9.9568 | 5 | 9.6067
4970 | 200 | 1.0676 | 9.9568 | 5 | 9.6067
4975 | 200 | 1.0676 | 9.9568 | 5 | 9.6067
4980 | 200 | 1.0676 | 9.9568 | 5 | 9.6067
4985 | 200 | 1.0676 | 9.9568 | 5 | 9.6067
4990 | 200 | 1.0676 | 9.9568 | 5 | 9.6067
4995 | 200 | 1.0676 | 9.9568 | 5 | 9.6067
5000 | 200 | 1.0676 | 9.9568 | 5 | 9.6067
5005 | 200 | 1.0676 | 9.9568 | 5 | 9.6067
5010 | 200 | 1.0676 | 9.9568 | 5 | 9.6067
5015 | 200 | 1.0676 | 9.9568 | 5 | 9.6067
5020 | 200 | 1.0676 | 9.9568 | 5 | 9.6067
5025 | 200 | 1.0676 | 9.9568 | 5 | 9.6067
5030 | 200 | 1.0676 | 9.9568 | 5 | 9.6067
5035 | 200 | 1.0676 | 9.9568 | 5 | 9.6067
5040 | 200 | 1.0676 | 9.9568 | 5 | 9.6067
5045 | 200 | 1.0676 | 9.9568 | 5 | 9.6067
5050 | 200 | 1.0676 | 9.9568 | 5 | 9.6067
5055 | 200 | 1.0676 | 9.9568 | 5 | 9.6067
5060 | 200 | 1.0676 | 9.9568 | 5 | 9.6067
5065 | 200 | 1.0676 | 9.9568 | 5 | 9.6067
5070 | 200 | 1.0676 | 9.9568 | 5 | 9.6067
5075 | 200 | 1.0676 | 9.9568 | 5 | 9.6067
5080 | 200 | 1.0676 | 9.9568 | 5 | 9.6067
5085 | 200 | 1.0676 | 9.9568 | 5 | 9.6067
5090 | 200 | 1.0676 | 9.9568 | 5 | 9.6067
5095 | 200 | 1.0676 | 9.9568 | 5 | 9.6067
5100 | 200 | 1.0676 | 9.9568 | 5 | 9.6067
5105 | 200 | 1.0676 | 9.9568 | 5 | 9.6067
5110 | 200 | 1.0676 | 9.9568 | 5 | 9.6067
5115 | 200 | 1.0676 | 9.9568 | 5 | 9.6067
5120 | 200 | 1.0676 | 9.9568 | 5 | 9.6067
5125 | 200 | 1.0676 | 9.9568 | 5 | 9.6067
5130 | 200 | 1.0676 | 9.9568 | 5 | 9.6067
5135 | 200 | 1.0676 | 9.9568 | 5 | 9.6067
5140 | 200 | 1.0676 | 9.9568 | 5 | 9.6067
5145 | 200 | 1.0676 | 9.9568 | 5 | 9.6067
5150 | 200 | 1.0676 | 9.9568 | 5 | 9.6067
5155 | 200 | 1.0676 | 9.9568 | 5 | 9.6067
5160 | 200 | 1.0676 | 9.9568 | 5 | 9.6067
5165 | 200 | 1.0676 | 9.9568 | 5 | 9.6067
5170 | 200 | 1.0676 | 9.9568 | 5 | 9.6067
5175 | 200 | 1.0676 | 9.9568 | 5 | 9.6067
5180 | 200 | 1.0676 | 9.9568 | 5 | 9.6067
5185 | 200 | 1.0676 | 9.9568 | 5 | 9.6067
5190 | 200 | 1.0676 | 9.9568 | 5 | 9.6067
5195 | 200 | 1.0676 | 9.9568 | 5 | 9.6067
5200 | 200 | 1.0676 | 9.9568 | 5 | 9.6067
5205 | 200 | 1.0676 | 9.9568 | 5 | 9.6067
5210 | 200 | 1.0676 | 9.9568 | 5 | 9.6067
5215 | 200 | 1.0676 | 9.9568 | 5 | 9.6067
5220 | 200 | 1.0676 | 9.9568 | 5 | 9.6067
5225 | 200 | 1.0676 | 9.9568 | 5 | 9.6067
5230 | 200 | 1.0676 | 9.9568 | 5 | 9.6067
5235 | 200 | 1.0676 | 9.9568 | 5 | 9.6067
5240 | 200 | 1.0676 | 9.9568 | 5 | 9.6067
5245 | 200 | 1.0676 | 9.9568 | 5 | 9.6067
5250 | 200 | 1.0676 | 9.9568 | 5 | 9.6067
5255 | 200 | 1.0676 | 9.9568 | 5 | 9.6067
5260 | 200 | 1.0676 | 9.9568 | 5 | 9.6067
5265 | 200 | 1.0676 | 9.9568 | 5 | 9.6067
5270 | 200 | 1.0676 | 9.9568 | 5 | 9.6067
5275 | 200 | 1.0676 | 9.9568 | 5 | 9.6067
5280 | 200 | 1.0676 | 9.9568 | 5 | 9.6067
5285 | 200 | 1.0676 | 9.9568 | 5 | 9.6067
5290 | 200 | 1.0676 | 9.9568 | 5 | 9.6067
5295 | 200 | 1.0676 | 9.9568 | 5 | 9.6067
5300 | 200 | 1.0676 | 9.9568 | 5 | 9.6067
5305 | 200 | 1.0676 | 9.9568 | 5 | 9.6067
5310 | 200 | 1.0676 | 9.9568 | 5 | 9.6067
5315 | 200 | 1.0676 | 9.9568 | 5 | 9.6067
5320 | 200 | 1.0676 | 9.9568 | 5 | 9.6067
5325 | 200 | 1.0676 | 9.9568 | 5 | 9.6067
5330 | 200 | 1.0676 | 9.9568 | 5 | 9.6067
5335 | 200 | 1.0676 | 9.9568 | 5 | 9.6067
5340 | 200 | 1.0676 | 9.9568 | 5 | 9.6067
5345 | 200 | 1.0676 | 9.9568 | 5 | 9.6067
5350 | 200 | 1.0676 | 9.9568 | 5 | 9.6067
5355 | 200 | 1.0676 | 9.9568 | 5 | 9.6067
5360 | 200 | 1.0676 | 9.9568 | 5 | 9.6067
5365 | 200 | 1.0676 | 9.9568 | 5 | 9.6067
5370 | 200 | 1.0676 | 9.9568 | 5 | 9.6067
5375 | 200 | 1.0676 | 9.9568 | 5 | 9.6067
5380 | 200 | 1.0676 | 9.9568 | 5 | 9.6067
5385 | 200 | 1.0676 | 9.9568 | 5 | 9.6067
5390 | 200 | 1.0676 | 9.9568 | 5 | 9.6067
5395 | 200 | 1.0676 | 9.9568 | 5 | 9.6067
5400 | 200 | 1.0676 | 9.9568 | 5 | 9.6067
5405 | 200 | 1.0676 | 9.9568 | 5 | 9.6067
5410 | 200 | 1.0676 | 9.9568 | 5 | 9.6067
5415 | 200 | 1.0676 | 9.9568 | 5 | 9.6067
5420 | 200 | 1.0676 | 9.9568 | 5 | 9.6067
5425 | 200 | 1.0676 | 9.9568 | 5 | 9.6067
5430 | 200 | 1.0676 | 9.9568 | 5 | 9.6067
5435 | 200 | 1.0676 | 9.9568 | 5 | 9.6067
5440 | 200 | 1.0676 | 9.9568 | 5 | 9.6067
5445 | 200 | 1.0676 | 9.9568 | 5 | 9.6067
5450 | 200 | 1.0676 | 9.9568 | 5 | 9.6067
5455 | 200 | 1.0676 | 9.9568 | 5 | 9.6067
5460 | 200 | 1.0676 | 9.9568 | 5 | 9.6067
5465 | 200 | 1.0676 | 9.9568 | 5 | 9.6067
5470 | 200 | 1.0676 | 9.9568 | 5 | 9.6067
5475 | 200 | 1.0676 | 9.9568 | 5 | 9.6067
5480 | 200 | 1.0676 | 9.9568 | 5 | 9.6067
5485 | 200 | 1.0676 | 9.9568 | 5 | 9.6067
5490 | 200 | 1.0676 | 9.9568 | 5 | 9.6067
5495 | 200 | 1.0676 | 9.9568 | 5 | 9.6067
5500 | 200 | 1.0676 | 9.9568 | 5 | 9.6067
5505 | 200 | 1.0676 | 9.9568 | 5 | 9.6067
5510 | 200 | 1.0676 | 9.9568 | 5 | 9.6067
5515 | 200 | 1.0676 | 9.9568 | 5 | 9.6067
5520 | 200 | 1.0676 | 9.9568 | 5 | 9.6067
5525 | 200 | 1.0676 | 9.9568 | 5 | 9.6067
5530 | 200 | 1.0676 | 9.9568 | 5 | 9.6067
5535 | 200 | 1.0676 | 9.9568 | 5 | 9.6067
5540 | 200 | 1.0676 | 9.9568 | 5 | 9.6067
5545 | 200 | 1.0676 | 9.9568 | 5 | 9.6067
5550 | 200 | 1.0676 | 9.9568 | 5 | 9.6067
5555 | 200 | 1.0676 | 9.9568 | 5 | 9.6067
5560 | 200 | 1.0676 | 9.9568 | 5 | 9.6067
5565 | 200 | 1.0676 | 9.9568 | 5 | 9.6067
5570 | 200 | 1.0676 | 9.9568 | 5 | 9.6067
5575 | 200 | 1.0676 | 9.9568 | 5 | 9.6067
5580 | 200 | 1.0676 | 9.9568 | 5 | 9.6067
5585 | 200 | 1.0676 | 9.9568 | 5 | 9.6067
5590 | 200 | 1.0676 | 9.9568 | 5 | 9.6067
5595 | 200 | 1.0676 | 9.9568 | 5 | 9.6067
5600 | 200 | 1.0676 | 9.9568 | 5 | 9.6067
5605 | 200 | 1.0676 | 9.9568 | 5 | 9.6067
5610 | 200 | 1.0676 | 9.9568 | 5 | 9.6067
5615 | 200 | 1.0676 | 9.9568 | 5 | 9.6067
5620 | 200 | 1.0676 | 9.9568 | 5 | 9.6067
5625 | 200 | 1.0676 | 9.9568 | 5 | 9.6067
5630 | 200 | 1.0676 | 9.9568 | 5 | 9.6067
5635 | 200 | 1.0676 | 9.9568 | 5 | 9.6067
5640 | 200 | 1.0676 | 9.9568 | 5 | 9.6067
5645 | 200 | 1.0676 | 9.9568 | 5 | 9.6067
5650 | 200 | 1.0676 | 9.9568 | 5 | 9.6067
5655 | 200 | 1.0676 | 9.9568 | 5 | 9.6067
5660 | 200 | 1.0676 | 9.9568 | 5 | 9.6067
5665 | 200 | 1.0676 | 9.9568 | 5 | 9.6067
5670 | 200 | 1.0676 | 9.9568 | 5 | 9.6067
5675 | 200 | 1.0676 | 9.9568 | 5 | 9.6067
5680 | 200 | 1.0676 | 9.9568 | 5 | 9.6067
5685 | 200 | 1.0676 | 9.9568 | 5 | 9.6067
5690 | 200 | 1.0676 | 9.9568 | 5 | 9.6067
5695 | 200 | 1.0676 | 9.9568 | 5 | 9.6067
5700 | 200 | 1.0676 | 9.9568 | 5 | 9.6067
5705 | 200 | 1.0676 | 9.9568 | 5 | 9.6067
5710 | 200 | 1.0676 | 9.9568 | 5 | 9.6067
5715 | 200 | 1.0676 | 9.9568 | 5 | 9.6067
5720 | 200 | 1.0676 | 9.9568 | 5 | 9.6067
5725 | 200 | 1.0676 | 9.9568 | 5 | 9.6067
5730 | 200 | 1.0676 | 9.9568 | 5 | 9.6067
5735 | 200 | 1.0676 | 9.9568 | 5 | 9.6067
5740 | 200 | 1.0676 | 9.9568 | 5 | 9.6067
5745 | 200 | 1.0676 | 9.9568 | 5 | 9.6067
5750 | 200 | 1.0676 | 9.9568 | 5 | 9.6067
5755 | 200 | 1.0676 | 9.9568 | 5 | 9.6067
5760 | 200 | 1.0676 | 9.9568 | 5 | 9.6067
5765 | 200 | 1.0676 | 9.9568 | 5 | 9.6067
5770 | 200 | 1.0676 | 9.9568 | 5 | 9.6067
5775 | 200 | 1.0676 | 9.9568 | 5 | 9.6067
5780 | 200 | 1.0676 | 9.9568 | 5 | 9.6067
5785 | 200 | 1.0676 | 9.9568 | 5 | 9.6067
5790 | 200 | 1.0676 | 9.9568 | 5 | 9.6067
5795 | 200 | 1.0676 | 9.9568 | 5 | 9.6067
5800 | 200 | 1.0676 | 9.9568 | 5 | 9.6067
5805 | 200 | 1.0676 | 9.9568 | 5 | 9.6067
5810 | 200 | 1.0676 | 9.9568 | 5 | 9.6067
5815 | 200 | 1.0676 | 9.9568 | 5 | 9.6067
5820 | 200 | 1.0676 | 9.9568 | 5 | 9.6067
5825 | 200 | 1.0676 | 9.9568 | 5 | 9.6067
5830 | 200 | 1.0676 | 9.9568 | 5 | 9.6067
5835 | 200 | 1.0676 | 9.9568 | 5 | 9.6067
5840 | 200 | 1.0676 | 9.9568 | 5 | 9.6067
5845 | 200 | 1.0676 | 9.9568 | 5 | 9.6067
5850 | 200 | 1.0676 | 9.9568 | 5 | 9.6067
5855 | 200 | 1.0676 | 9.9568 | 5 | 9.6067
5860 | 200 | 1.0676 | 9.9568 | 5 | 9.6067
5865 | 200 | 1.0676 | 9.9568 | 5 | 9.6067
5870 | 200 | 1.0676 | 9.9568 | 5 | 9.6067
5875 | 200 | 1.0676 | 9.9568 | 5 | 9.6067
5880 | 200 | 1.0676 | 9.9568 | 5 | 9.6067
5885 | 200 | 1.0676 | 9.9568 | 5 | 9.6067
5890 | 200 | 1.0676 | 9.9568 | 5 | 9.6067
5895 | 200 | 1.0676 | 9.9568 | 5 | 9.6067
5900 | 200 | 1.0676 | 9.9568 | 5 | 9.6067
5905 | 200 | 1.0676 | 9.9568 | 5 | 9.6067
5910 | 200 | 1.0676 | 9.9568 | 5 | 9.6067
5915 | 200 | 1.0676 | 9.9568 | 5 | 9.6067
5920 | 200 | 1.0676 | 9.9568 | 5 | 9.6067
5925 | 200 | 1.0676 | 9.9568 | 5 | 9.6067
5930 | 200 | 1.0676 | 9.9568 | 5 | 9.6067
5935 | 200 | 1.0676 | 9.9568 | 5 | 9.6067
5940 | 200 | 1.0676 | 9.9568 | 5 | 9.6067
5945 | 200 | 1.0676 | 9.9568 | 5 | 9.6067
5950 | 200 | 1.0676 | 9.9568 | 5 | 9.6067
5955 | 200 | 1.0676 | 9.9568 | 5 | 9.6067
5960 | 200 | 1.0676 | 9.9568 | 5 | 9.6067
5965 | 200 | 1.0676 | 9.9568 | 5 | 9.6067
5970 | 200 | 1.0676 | 9.9568 | 5 | 9.6067
5975 | 200 | 1.0676 | 9.9568 | 5 | 9.6067
5980 | 200 | 1.0676 | 9.9568 | 5 | 9.6067
5985 | 200 | 1.0676 | 9.9568 | 5 | 9.6067
5990 | 200 | 1.0676 | 9.9568 | 5 | 9.6067
5995 | 200 | 1.0676 | 9.9568 | 5 | 9.6067
6000 | 200 | 1.0676 | 9.9568 | 5 | 9.6067
6005 | 200 | 1.0676 | 9.9568 | 5 | 9.6067
6010 | 200 | 1.0676 | 9.9568 | 5 | 9.6067
6015 | 200 | 1.0676 | 9.9568 | 5 | 9.6067
6020 | 200 | 1.0676 | 9.9568 | 5 | 9.6067
6025 | 200 | 1.0676 | 9.9568 | 5 | 9.6067
6030 | 200 | 1.0676 | 9.9568 | 5 | 9.6067
6035 | 200 | 1.0676 | 9.9568 | 5 | 9.6067
6040 | 200 | 1.0676 | 9.9568 | 5 | 9.6067
6045 | 200 | 1.0676 | 9.9568 | 5 | 9.6067
6050 | 200 | 1.0676 | 9.9568 | 5 | 9.6067
6055 | 200 | 1.0676 | 9.9568 | 5 | 9.6067
6060 | 200 | 1.0676 | 9.9568 | 5 | 9.6067
6065 | 200 | 1.0676 | 9.9568 | 5 | 9.6067
6070 | 200 | 1.0676 | 9.9568 | 5 | 9.6067
6075 | 200 | 1.0676 | 9.9568 | 5 | 9.6067
6080 | 200 | 1.0676 | 9.9568 | 5 | 9.6067
6085 | 200 | 1.0676 | 9.9568 | 5 | 9.6067
6090 | 200 | 1.0676 | 9.9568 | 5 | 9.6067
6095 | 200 | 1.0676 | 9.9568 | 5 | 9.6067
6100 | 200 | 1.0676 | 9.9568 | 5 | 9.6067
6105 | 200 | 1.0676 | 9.9568 | 5 | 9.6067
6110 | 200 | 1.0676 | 9.9568 | 5 | 9.6067
6115 | 200 | 1.0676 | 9.9568 | 5 | 9.6067
6120 | 200 | 1.0676 | 9.9568 | 5 | 9.6067
6125 | 200 | 1.0676 | 9.9568 | 5 | 9.6067
6130 | 200 | 1.0676 | 9.9568 | 5 | 9.6067
6135 | 200 | 1.0676 | 9.9568 | 5 | 9.6067
6140 | 200 | 1.0676 | 9.9568 | 5 | 9.6067
6145 | 200 | 1.0676 | 9.9568 | 5 | 9.6067
6150 | 200 | 1.0676 | 9.9568 | 5 | 9.6067
6155 | 200 | 1.0676 | 9.9568 | 5 | 9.6067
6160 | 200 | 1.0676 | 9.9568 | 5 | 9.6067
6165 | 200 | 1.0676 | 9.9568 | 5 | 9.6067
6170 | 200 | 1.0676 | 9.9568 | 5 | 9.6067
6175 | 200 | 1.0676 | 9.9568 | 5 | 9.6067
6180 | 200 | 1.0676 | 9.9568 | 5 | 9.6067
6185 | 200 | 1.0676 | 9.9568 | 5 | 9.6067
6190 | 200 | 1.0676 | 9.9568 | 5 | 9.6067
6195 | 200 | 1.0676 | 9.9568 | 5 | 9.6067
6200 | 200 | 1.0676 | 9.9568 | 5 | 9.6067
6205 | 200 | 1.0676 | 9.9568 | 5 | 9.6067
6210 | 200 | 1.0676 | 9.9568 | 5 | 9.6067
6215 | 200 | 1.0676 | 9.9568 | 5 | 9.6067
6220 | 200 | 1.0676 | 9.9568 | 5 | 9.6067
6225 | 200 | 1.0676 | 9.9568 | 5 | 9.6067
6230 | 200 | 1.0676 | 9.9568 | 5 | 9.6067
6235 | 200 | 1.0676 | 9.9568 | 5 | 9.6067
6240 | 200 | 1.0676 | 9.9568 | 5 | 9.6067
6245 | 200 | 1.0676 | 9.9568 | 5 | 9.6067
6250 | 200 | 1.0676 | 9.9568 | 5 | 9.6067
6255 | 200 | 1.0676 | 9.9568 | 5 | 9.6067
6260 | 200 | 1.0676 | 9.9568 | 5 | 9.6067
6265 | 200 | 1.0676 | 9.9568 | 5 | 9.6067
6270 | 200 | 1.0676 | 9.9568 | 5 | 9.6067
6275 | 200 | 1.0676 | 9.9568 | 5 | 9.6067
6280 | 200 | 1.0676 | 9.9568 | 5 | 9.6067
6285 | 200 | 1.0676 | 9.9568 | 5 | 9.6067
6290 | 200 | 1.0676 | 9.9568 | 5 | 9.6067
6295 | 200 | 1.0676 | 9.9568 | 5 | 9.6067
6300 | 200 | 1.0676 | 9.9568 | 5 | 9.6067
6305 | 200 | 1.0676 | 9.9568 | 5 | 9.6067
6310 | 200 | 1.0676 | 9.9568 | 5 | 9.6067
6315 | 200 | 1.0676 | 9.9568 | 5 | 9.6067
6320 | 200 | 1.0676 | 9.9568 | 5 | 9.6067
6325 | 200 | 1.0676 | 9.9568 | 5 | 9.6067
6330 | 200 | 1.0676 | 9.9568 | 5 | 9.6067
6335 | 200 | 1.0676 | 9.9568 | 5 | 9.6067
6340 | 200 | 1.0676 | 9.9568 | 5 | 9.6067
6345 | 200 | 1.0676 | 9.9568 | 5 | 9.6067
6350 | 200 | 1.0676 | 9.9568 | 5 | 9.6067
6355 | 200 | 1.0676 | 9.9568 | 5 | 9.6067
6360 | 200 | 1.0676 | 9.9568 | 5 | 9.6067
6365 | 200 | 1.0676 | 9.9568 | 5 | 9.6067
6370 | 200 | 1.0676 | 9.9568 | 5 | 9.6067
6375 | 200 | 1.0676 | 9.9568 | 5 | 9.6067
6380 | 200 | 1.0676 | 9.9568 | 5 | 9.6067
6385 | 200 | 1.0676 | 9.9568 | 5 | 9.6067
6390 | 200 | 1.0676 | 9.9568 | 5 | 9.6067
6395 | 200 | 1.0676 | 9.9568 | 5 | 9.6067
6400 | 200 | 1.0676 | 9.9568 | 5 | 9.6067
6405 | 200 | 1.0676 | 9.9568 | 5 | 9.6067
6410 | 200 | 1.0676 | 9.9568 | 5 | 9.6067
6415 | 200 | 1.0676 | 9.9568 | 5 | 9.6067
6420 | 200 | 1.0676 | 9.9568 | 5 | 9.6067
6425 | 200 | 1.0676 | 9.9568 | 5 | 9.6067
6430 | 200 | 1.0676 | 9.9568 | 5 | 9.6067
6435 | 200 | 1.0676 | 9.9568 | 5 | 9.6067
6440 | 200 | 1.0676 | 9.9568 | 5 | 9.6067
6445 | 200 | 1.0676 | 9.9568 | 5 | 9.6067
6450 | 200 | 1.0676 | 9.9568 | 5 | 9.6067
6455 | 200 | 1.0676 | 9.9568 | 5 | 9.6067
6460 | 200 | 1.0676 | 9.9568 | 5 | 9.6067
6465 | 200 | 1.0676 | 9.9568 | 5 | 9.6067
6470 | 200 | 1.0676 | 9.9568 | 5 | 9.6067
6475 | 200 | 1.0676 | 9.9568 | 5 | 9.6067
6480 | 200 | 1.0676 | 9.9568 | 5 | 9.6067
6485 | 200 | 1.0676 | 9.9568 | 5 | 9.6067
6490 | 200 | 1.0676 | 9.9568 | 5 | 9.6067
6495 | 200 | 1.0676 | 9.9568 | 5 | 9.6067
6500 | 200 | 1.0676 | 9.9568 | 5 | 9.6067
6505 | 200 | 1.0676 | 9.9568 | 5 | 9.6067
6510 | 200 | 1.0676 | 9.9568 | 5 | 9.6067
6515 | 200 | 1.0676 | 9.9568 | 5 | 9.6067
6520 | 200 | 1.0676 | 9.9568 | 5 | 9.6067
6525 | 200 | 1.0676 | 9.9568 | 5 | 9.6067
6530 | 200 | 1.0676 | 9.9568 | 5 | 9.6067
6535 | 200 | 1.0676 | 9.9568 | 5 | 9.6067
6540 | 200 | 1.0676 | 9.9568 | 5 | 9.6067
6545 | 200 | 1.0676 | 9.9568 | 5 | 9.6067
6550 | 200 | 1.0676 | 9.9568 | 5 | 9.6067
6555 | 200 | 1.0676 | 9.9568 | 5 | 9.6067
6560 | 200 | 1.0676 | 9.9568 | 5 | 9.6067
6565 | 200 | 1.0676 | 9.9568 | 5 | 9.6067
6570 | 200 | 1.0676 | 9.9568 | 5 | 9.6067
6575 | 200 | 1.0676 | 9.9568 | 5 | 9.6067
6580 | 200 | 1.0676 | 9.9568 | 5 | 9.6067
6585 | 200 | 1.0676 | 9.9568 | 5 | 9.6067
6590 | 200 | 1.0676 | 9.9568 | 5 | 9.6067
6595 | 200 | 1.0676 | 9.9568 | 5 | 9.6067
6600 | 200 | 1.0676 | 9.9568 | 5 | 9.6067
6605 | 200 | 1.0676 | 9.9568 | 5 | 9.6067
6610 | 200 | 1.0676 | 9.9568 | 5 | 9.6067
6615 | 200 | 1.0676 | 9.9568 | 5 | 9.6067
6620 | 200 | 1.0676 | 9.9568 | 5 | 9.6067
6625 | 200 | 1.0676 | 9.9568 | 5 | 9.6067
6630 | 200 | 1.0676 | 9.9568 | 5 | 9.6067
6635 | 200 | 1.0676 | 9.9568 | 5 | 9.6067
6640 | 200 | 1.0676 | 9.9568 | 5 | 9.6067
6645 | 200 | 1.0676 | 9.9568 | 5 | 9.6067
6650 | 200 | 1.0676 | 9.9568 | 5 | 9.6067
6655 | 200 | 1.0676 | 9.9568 | 5 | 9.6067
6660 | 200 | 1.0676 | 9.9568 | 5 | 9.6067
6665 | 200 | 1.0676 | 9.9568 | 5 | 9.6067
6670 | 200 | 1.0676 | 9.9568 | 5 | 9.6067
6675 | 200 | 1.0676 | 9.9568 | 5 | 9.6067
6680 | 200 | 1.0676 | 9.9568 | 5 | 9.6067
6685 | 200 | 1.0676 | 9.9568 | 5 | 9.6067
6690 | 200 | 1.0676 | 9.9568 | 5 | 9.6067
6695 | 200 | 1.0676 | 9.9568 | 5 | 9.6067
6700 | 200 | 1.0676 | 9.9568 | 5 | 9.6067
6705 | 200 | 1.0676 | 9.9568 | 5 | 9.6067
6710 | 200 | 1.0676 | 9.9568 | 5 | 9.6067
6715 | 200 | 1.0676 | 9.9568 | 5 | 9.6067
6720 | 200 | 1.0676 | 9.9568 | 5 | 9.6067
6725 | 200 | 1.0676 | 9.9568 | 5 | 9.6067
6730 | 200 | 1.0676 | 9.9568 | 5 | 9.6067
6735 | 200 | 1.0676 | 9.9568 | 5 | 9.6067
6740 | 200 | 1.0676 | 9.9568 | 5 | 9.6067
6745 | 200 | 1.0676 | 9.9568 | 5 | 9.6067
6750 | 200 | 1.0676 | 9.9568 | 5 | 9.6067
6755 | 200 | 1.0676 | 9.9568 | 5 | 9.6067
6760 | 200 | 1.0676 | 9.9568 | 5 | 9.6067
6765 | 200 | 1.0676 | 9.9568 | 5 | 9.6067
6770 | 200 | 1.0676 | 9.9568 | 5 | 9.6067
6775 | 200 | 1.0676 | 9.9568 | 5 | 9.6067
6780 | 200 | 1.0676 | 9.9568 | 5 | 9.6067
6785 | 200 | 1.0676 | 9.9568 | 5 | 9.6067
6790 | 200 | 1.0676 | 9.9568 | 5 | 9.6067
6795 | 200 | 1.0676 | 9.9568 | 5 | 9.6067
6800 | 200 | 1.0676 | 9.9568 | 5 | 9.6067
6805 | 200 | 1.0676 | 9.9568 | 5 | 9.6067
6810 | 200 | 1.0676 | 9.9568 | 5 | 9.6067
6815 | 200 | 1.0676 | 9.9568 | 5 | 9.6067
6820 | 200 | 1.0676 | 9.9568 | 5 | 9.6067
6825 | 200 | 1.0676 | 9.9568 | 5 | 9.6067
6830 | 200 | 1.0676 | 9.9568 | 5 | 9.6067
6835 | 200 | 1.0676 | 9.9568 | 5 | 9.6067
6840 | 200 | 1.0676 | 9.9568 | 5 | 9.6067
6845 | 200 | 1.0676 | 9.9568 | 5 | 9.6067
6850 | 200 | 1.0676 | 9.9568 | 5 | 9.6067
6855 | 200 | 1.0676 | 9.9568 | 5 | 9.6067
6860 | 200 | 1.0676 | 9.9568 | 5 | 9.6067
6865 | 200 | 1.0676 | 9.9568 | 5 | 9.6067
6870 | 200 | 1.0676 | 9.9568 | 5 | 9.6067
6875 | 200 | 1.0676 | 9.9568 | 5 | 9.6067
6880 | 200 | 1.0676 | 9.9568 | 5 | 9.6067
6885 | 200 | 1.0676 | 9.9568 | 5 | 9.6067
6890 | 200 | 1.0676 | 9.9568 | 5 | 9.6067
6895 | 200 | 1.0676 | 9.9568 | 5 | 9.6067
6900 | 200 | 1.0676 | 9.9568 | 5 | 9.6067
6905 | 200 | 1.0676 | 9.9568 | 5 | 9.6067
6910 | 200 | 1.0676 | 9.9568 | 5 | 9.6067
6915 | 200 | 1.0676 | 9.9568 | 5 | 9.6067
6920 | 200 | 1.0676 | 9.9568 | 5 | 9.6067
6925 | 200 | 1.0676 | 9.9568 | 5 | 9.6067
6930 | 200 | 1.0676 | 9.9568 | 5 | 9.6067
6935 | 200 | 1.0676 | 9.9568 | 5 | 9.6067
6940 | 200 | 1.0676 | 9.9568 | 5 | 9.6067
6945 | 200 | 1.0676 | 9.9568 | 5 | 9.6067
6950 | 200 | 1.0676 | 9.9568 | 5 | 9.6067
6955 | 200 | 1.0676 | 9.9568 | 5 | 9.6067
6960 | 200 | 1.0676 | 9.9568 | 5 | 9.6067
6965 | 200 | 1.0676 | 9.9568 | 5 | 9.6067
6970 | 200 | 1.0676 | 9.9568 | 5 | 9.6067
6975 | 200 | 1.0676 | 9.9568 | 5 | 9.6067
6980 | 200 | 1.0676 | 9.9568 | 5 | 9.6067
6985 | 200 | 1.0676 | 9.9568 | 5 | 9.6067
6990 | 200 | 1.0676 | 9.9568 | 5 | 9.6067
6995 | 200 | 1.0676 | 9.9568 | 5 | 9.6067
7000 | 200 | 1.0676 | 9.9568 | 5 | 9.6067
7005 | 200 | 1.0676 | 9.9568 | 5 | 9.6067
7010 | 200 | 1.0676 | 9.9568 | 5 | 9.6067
7015 | 200 | 1.0676 | 9.9568 | 5 | 9.6067
7020 | 200 | 1.0676 | 9.9568 | 5 | 9.6067
7025 | 200 | 1.0676 | 9.9568 | 5 | 9.6067
7030 | 200 | 1.0676 | 9.9568 | 5 | 9.6067
7035 | 200 | 1.0676 | 9.9568 | 5 | 9.6067
7040 | 200 | 1.0676 | 9.9568 | 5 | 9.6067
7045 | 200 | 1.0676 | 9.9568 | 5 | 9.6067
7050 | 200 | 1.0676 | 9.9568 | 5 | 9.6067
7055 | 200 | 1.0676 | 9.9568 | 5 | 9.6067
7060 | 200 | 1.0676 | 9.9568 | 5 | 9.6067
7065 | 200 | 1.0676 | 9.9568 | 5 | 9.6067
7070 | 200 | 1.0676 | 9.9568 | 5 | 9.6067
7075 | 200 | 1.0676 | 9.9568 | 5 | 9.6067
7080 | 200 | 1.0676 | 9.9568 | 5 | 9.6067
7085 | 200 | 1.0676 | 9.9568 | 5 | 9.6067
7090 | 200 | 1.0676 | 9.9568 | 5 | 9.6067
7095 | 200 | 1.0676 | 9.9568 | 5 | 9.6067
7100 | 200 | 1.0676 | 9.9568 | 5 | 9.6067
7105 | 200 | 1.0676 | 9.9568 | 5 | 9.6067
7110 | 200 | 1.0676 | 9.9568 | 5 | 9.6067
7115 | 200 | 1.0676 | 9.9568 | 5 | 9.6067
7120 | 200 | 1.0676 | 9.9568 | 5 | 9.6067
7125 | 200 | 1.0676 | 9.9568 | 5 | 9.6067
7130 | 200 | 1.0676 | 9.9568 | 5 | 9.6067
7135 | 200 | 1.0676 | 9.9568 | 5 | 9.6067
7140 | 200 | 1.0676 | 9.9568 | 5 | 9.6067
7145 | 200 | 1.0676 | 9.9568 | 5 | 9.6067
7150 | 200 | 1.0676 | 9.9568 | 5 | 9.6067
7155 | 200 | 1.0676 | 9.9568 | 5 | 9.6067
7160 | 200 | 1.0676 | 9.9568 | 5 | 9.6067
7165 | 200 | 1.0676 | 9.9568 | 5 | 9.6067
7170 | 200 | 1.0676 | 9.9568 | 5 | 9.6067
7175 | 200 | 1.0676 | 9.9568 | 5 | 9.6067
7180 | 200 | 1.0676 | 9.9568 | 5 | 9.6067
7185 | 200 | 1.0676 | 9.9568 | 5 | 9.6067
7190 | 200 | 1.0676 | 9.9568 | 5 | 9.6067
7195 | 200 | 1.0676 | 9.9568 | 5 | 9.6067
7200 | 200 | 1.0676 | 9.9568 | 5 | 9.6067
7205 | 200 | 1.0676 | 9.9568 | 5 | 9.6067
7210 | 200 | 1.0676 | 9.9568 | 5 | 9.6067
7215 | 200 | 1.0676 | 9.9568 | 5 | 9.6067
7220 | 200 | 1.0676 | 9.9568 | 5 | 9.6067
7225 | 200 | 1.0676 | 9.9568 | 5 | 9.6067
7230 | 200 | 1.0676 | 9.9568 | 5 | 9.6067
7235 | 200 | 1.0676 | 9.9568 | 5 | 9.6067
7240 | 200 | 1.0676 | 9.9568 | 5 | 9.6067
7245 | 200 | 1.0676 | 9.9568 | 5 | 9.6067
7250 | 200 | 1.0676 | 9.9568 | 5 | 9.6067
7255 | 200 | 1.0676 | 9.9568 | 5 | 9.6067
7260 | 200 | 1.0676 | 9.9568 | 5 | 9.6067
7265 | 200 | 1.0676 | 9.9568 | 5 | 9.6067
7270 | 200 | 1.0676 | 9.9568 | 5 | 9.6067
7275 | 200 | 1.0676 | 9.9568 | 5 | 9.6067
7280 | 200 | 1.0676 | 9.9568 | 5 | 9.6067
7285 | 200 | 1.0676 | 9.9568 | 5 | 9.6067
7290 | 200 | 1.0676 | 9.9568 | 5 | 9.6067
7295 | 200 | 1.0676 | 9.9568 | 5 | 9.6067
7300 | 200 | 1.0676 | 9.9568 | 5 | 9.6067
7305 | 200 | 1.0676 | 9.9568 | 5 | 9.6067
7310 | 200 | 1.0676 | 9.9568 | 5 | 9.6067
7315 | 200 | 1.0676 | 9.9568 | 5 | 9.6067
7320 | 200 | 1.0676 | 9.9568 | 5 | 9.6067
7325 | 200 | 1.0676 | 9.9568 | 5 | 9.6067
7330 | 200 | 1.0676 | 9.9568 | 5 | 9.6067
7335 | 200 | 1.0676 | 9.9568 | 5 | 9.6067
7340 | 200 | 1.0676 | 9.9568 | 5 | 9.6067
7345 | 200 | 1.0676 | 9.9568 | 5 | 9.6067
7350 | 200 | 1.0676 | 9.9568 | 5 | 9.6067
7355 | 200 | 1.0676 | 9.9568 | 5 | 9.6067
7360 | 200 | 1.0676 | 9.9568 | 5 | 9.6067
7365 | 200 | 1.0676 | 9.9568 | 5 | 9.6067
7370 | 200 | 1.0676 | 9.9568 | 5 | 9.6067
7375 | 200 | 1.0676 | 9.9568 | 5 | 9.6067
7380 | 200 | 1.0676 | 9.9568 | 5 | 9.6067
7385 | 200 | 1.0676 | 9.9568 | 5 | 9.6067
7390 | 200 | 1.0676 | 9.9568 | 5 | 9.6067
7395 | 200 | 1.0676 | 9.9568 | 5 | 9.6067
7400 | 200 | 1.0676 | 9.9568 | 5 | 9.6067
7405 | 200 | 1.0676 | 9.9568 | 5 | 9.6067
7410 | 200 | 1.0676 | 9.9568 | 5 | 9.6067
7415 | 200 | 1.0676 | 9.9568 | 5 | 9.6067
7420 | 200 | 1.0676 | 9.9568 | 5 | 9.6067
7425 | 200 | 1.0676 | 9.9568 | 5 | 9.6067
7430 | 200 | 1.0676 | 9.9568 | 5 | 9.6067
7435 | 200 | 1.0676 | 9.9568 | 5 | 9.6067
7440 | 200 | 1.0676 | 9.9568 | 5 | 9.6067
7445 | 200 | 1.0676 | 9.9568 | 5 | 9.6067
7450 | 200 | 1.0676 | 9.9568 | 5 | 9.6067
7455 | 200 | 1.0676 | 9.9568 | 5 | 9.6067
7460 | 200 | 1.0676 | 9.9568 | 5 | 9.6067
7465 | 200 | 1.0676 | 9.9568 | 5 | 9.6067
7470 | 200 | 1.0676 | 9.9568 | 5 | 9.6067
7475 | 200 | 1.0676 | 9.9568 | 5 | 9.6067
7480 | 200 | 1.0676 | 9.9568 | 5 | 9.6067
7485 | 200 | 1.0676 | 9.9568 | 5 | 9.6067
7490 | 200 | 1.0676 | 9.9568 | 5 | 9.6067
7495 | 200 | 1.0676 | 9.9568 | 5 | 9.6067
7500 | 200 | 1.0676 | 9.9568 | 5 | 9.6067
7505 | 200 | 1.0676 | 9.9568 | 5 | 9.6067
7510 | 200 | 1.0676 | 9.9568 | 5 | 9.6067
7515 | 200 | 1.0676 | 9.9568 | 5 | 9.6067
7520 | 200 | 1.0676 | 9.9568 | 5 | 9.6067
7525 | 200 | 1.0676 | 9.9568 | 5 | 9.6067
7530 | 200 | 1.0676 | 9.9568 | 5 | 9.6067
7535 | 200 | 1.0676 | 9.9568 | 5 | 9.6067
7540 | 200 | 1.0676 | 9.9568 | 5 | 9.6067
7545 | 200 | 1.0676 | 9.9568 | 5 | 9.6067
7550 | 200 | 1.0676 | 9.9568 | 5 | 9.6067
7555 | 200 | 1.0676 | 9.9568 | 5 | 9.6067
7560 | 200 | 1.0676 | 9.9568 | 5 | 9.6067
7565 | 200 | 1.0676 | 9.9568 | 5 | 9.6067
7570 | 200 | 1.0676 | 9.9568 | 5 | 9.6067
7575 | 200 | 1.0676 | 9.9568 | 5 | 9.6067
7580 | 200 | 1.0676 | 9.9568 | 5 | 9.6067
7585 | 200 | 1.0676 | 9.9568 | 5 | 9.6067
7590 | 200 | 1.0676 | 9.9568 | 5 | 9.6067
7595 | 200 | 1.0676 | 9.9568 | 5 | 9.6067
7600 | 200 | 1.0676 | 9.9568 | 5 | 9.6067
7605 | 200 | 1.0676 | 9.9568 | 5 | 9.6067
7610 | 200 | 1.0676 | 9.9568 | 5 | 9.6067
7615 | 200 | 1.0676 | 9.9568 | 5 | 9.6067
7620 | 200 | 1.0676 | 9.9568 | 5 | 9.6067
7625 | 200 | 1.0676 | 9.9568 | 5 | 9.6067
7630 | 200 | 1.0676 | 9.9568 | 5 | 9.6067
7635 | 200 | 1.0676 | 9.9568 | 5 | 9.6067
7640 | 200 | 1.0676 | 9.9568 | 5 | 9.6067
7645 | 200 | 1.0676 | 9.9568 | 5 | 9.6067
7650 | 200 | 1.0676 | 9.9568 | 5 | 9.6067
7655 | 200 | 1.0676 | 9.9568 | 5 | 9.6067
7660 | 200 | 1.0676 | 9.9568 | 5 | 9.6067
7665 | 200 | 1.0676 | 9.9568 | 5 | 9.6067
7670 | 200 | 1.0676 | 9.9568 | 5 | 9.6067
7675 | 200 | 1.0676 | 9.9568 | 5 | 9.6067
7680 | 200 | 1.0676 | 9.9568 | 5 | 9.6067
7685 | 200 | 1.0676 | 9.9568 | 5 | 9.6067
7690 | 200 | 1.0676 | 9.9568 | 5 | 9.6067
7695 | 200 | 1.0676 | 9.9568 | 5 | 9.6067
7700 | 200 | 1.0676 | 9.9568 | 5 | 9.6067
7705 | 200 | 1.0676 | 9.9568 | 5 | 9.6067
7710 | 200 | 1.0676 | 9.9568 | 5 | 9.6067
7715 | 200 | 1.0676 | 9.9568 | 5 | 9.6067
7720 | 200 | 1.0676 | 9.9568 | 5 | 9.6067
7725 | 200 | 1.0676 | 9.9568 | 5 | 9.6067
7730 | 200 | 1.0676 | 9.9568 | 5 | 9.6067
7735 | 200 | 1.0676 | 9.9568 | 5 | 9.6067
7740 | 200 | 1.0676 | 9.9568 | 5 | 9.6067
7745 | 200 | 1.0676 | 9.9568 | 5 | 9.6067
7750 | 200 | 1.0676 | 9.9568 | 5 | 9.6067
7755 | 200 | 1.0676 | 9.9568 | 5 | 9.6067
7760 | 200 | 1.0676 | 9.9568 | 5 | 9.6067
7765 | 200 | 1.0676 | 9.9568 | 5 | 9.6067
7770 | 200 | 1.0676 | 9.9568 | 5 | 9.6067
7775 | 200 | 1.0676 | 9.9568 | 5 | 9.6067
7780 | 200 | 1.0676 | 9.9568 | 5 | 9.6067
7785 | 200 | 1.0676 | 9.9568 | 5 | 9.6067
7790 | 200 | 1.0676 | 9.9568 | 5 | 9.6067
7795 | 200 | 1.0676 | 9.9568 | 5 | 9.6067
7800 | 200 | 1.0676 | 9.9568 | 5 | 9.6067
7805 | 200 | 1.0676 | 9.9568 | 5 | 9.6067
7810 | 200 | 1.0676 | 9.9568 | 5 | 9.6067
7815 | 200 | 1.0676 | 9.9568 | 5 | 9.6067
7820 | 200 | 1.0676 | 9.9568 | 5 | 9.6067
7825 | 200 | 1.0676 | 9.9568 | 5 | 9.6067
7830 | 200 | 1.0676 | 9.9568 | 5 | 9.6067
7835 | 200 | 1.0676 | 9.9568 | 5 | 9.6067
7840 | 200 | 1.0676 | 9.9568 | 5 | 9.6067
7845 | 200 | 1.0676 | 9.9568 | 5 | 9.6067
7850 | 200 | 1.0676 | 9.9568 | 5 | 9.6067
7855 | 200 | 1.0676 | 9.9568 | 5 | 9.6067
7860 | 200 | 1.0676 | 9.9568 | 5 | 9.6067
7865 | 200 | 1.0676 | 9.9568 | 5 | 9.6067
7870 | 200 | 1.0676 | 9.9568 | 5 | 9.6067
7875 | 200 | 1.0676 | 9.9568 | 5 | 9.6067
7880 | 200 | 1.0676 | 9.9568 | 5 | 9.6067
7885 | 200 | 1.0676 | 9.9568 | 5 | 9.6067
7890 | 200 | 1.0676 | 9.9568 | 5 | 9.6067
7895 | 200 | 1.0676 | 9.9568 | 5 | 9.6067
7900 | 200 | 1.0676 | 9.9568 | 5 | 9.6067
7905 | 200 | 1.0676 | 9.9568 | 5 | 9.6067
7910 | 200 | 1.0676 | 9.9568 | 5 | 9.6067
7915 | 200 | 1.0676 | 9.9568 | 5 | 9.6067
7920 | 200 | 1.0676 | 9.9568 | 5 | 9.6067
7925 | 200 | 1.0676 | 9.9568 | 5 | 9.6067
7930 | 200 | 1.0676 | 9.9568 | 5 | 9.6067
7935 | 200 | 1.0676 | 9.9568 | 5 | 9.6067
7940 | 200 | 1.0676 | 9.9568 | 5 | 9.6067
7945 | 200 | 1.0676 | 9.9568 | 5 | 9.6067
7950 | 200 | 1.0676 | 9.9568 | 5 | 9.6067
7955 | 200 | 1.0676 | 9.9568 | 5 | 9.6067
7960 | 200 | 1.0676 | 9.9568 | 5 | 9.6067
7965 | 200 | 1.0676 | 9.9568 | 5 | 9.6067
7970 | 200 | 1.0676 | 9.9568 | 5 | 9.6067
7975 | 200 | 1.0676 | 9.9568 | 5 | 9.6067
7980 | 200 | 1.0676 | 9.9568 | 5 | 9.6067
7985 | 200 | 1.0676 | 9.9568 | 5 | 9.6067
7990 | 200 | 1.0676 | 9.9568 | 5 | 9.6067
7995 | 200 | 1.0676 | 9.9568 | 5 | 9.6067
8000 | 200 | 1.0676 | 9.9568 | 5 | 9.6067
8005 | 200 | 1.0676 | 9.9568 | 5 | 9.6067
8010 | 200 | 1.0676 | 9.9568 | 5 | 9.6067
8015 | 200 | 1.0676 | 9.9568 | 5 | 9.6067
8020 | 200 | 1.0676 | 9.9568 | 5 | 9.6067
8025 | 200 | 1.0676 | 9.9568 | 5 | 9.6067
8030 | 200 | 1.0676 | 9.9568 | 5 | 9.6067
8035 | 200 | 1.0676 | 9.9568 | 5 | 9.6067
8040 | 200 | 1.0676 | 9.9568 | 5 | 9.6067
8045 | 200 | 1.0676 | 9.9568 | 5 | 9.6067
8050 | 200 | 1.0676 | 9.9568 | 5 | 9.6067
8055 | 200 | 1.0676 | 9.9568 | 5 | 9.6067
8060 | 200 | 1.0676 | 9.9568 | 5 | 9.6067
8065 | 200 | 1.0676 | 9.9568 | 5 | 9.6067
8070 | 200 | 1.0676 | 9.9568 | 5 | 9.6067
8075 | 200 | 1.0676 | 9.9568 | 5 | 9.6067
8080 | 200 | 1.0676 | 9.9568 | 5 | 9.6067
8085 | 200 | 1.0676 | 9.9568 | 5 | 9.6067
8090 | 200 | 1.0676 | 9.9568 | 5 | 9.6067
8095 | 200 | 1.0676 | 9.9568 | 5 | 9.6067
8100 | 200 | 1.0676 | 9.9568 | 5 | 9.6067
8105 | 200 | 1.0676 | 9.9568 | 5 | 9.6067
8110 | 200 | 1.0676 | 9.9568 | 5 | 9.6067
8115 | 200 | 1.0676 | 9.9568 | 5 | 9.6067
8120 | 200 | 1.0676 | 9.9568 | 5 | 9.6067
8125 | 200 | 1.0676 | 9.9568 | 5 | 9.6067
8130 | 200 | 1.0676 | 9.9568 | 5 | 9.6067
8135 | 200 | 1.0676 | 9.9568 | 5 | 9.6067
8140 | 200 | 1.0676 | 9.9568 | 5 | 9.6067
8145 | 200 | 1.0676 | 9.9568 | 5 | 9.6067
8150 | 200 | 1.0676 | 9.9568 | 5 | 9.6067
8155 | 200 | 1.0676 | 9.9568 | 5 | 9.6067
8160 | 200 | 1.0676 | 9.9568 | 5 | 9.6067
8165 | 200 | 1.0676 | 9.9568 | 5 | 9.6067
8170 | 200 | 1.0676 | 9.9568 | 5 | 9.6067
8175 | 200 | 1.0676 | 9.9568 | 5 | 9.6067
8180 | 200 | 1.0676 | 9.9568 | 5 | 9.6067
8185 | 200 | 1.0676 | 9.9568 | 5 | 9.6067
8190 | 200 | 1.0676 | 9.9568 | 5 | 9.6067
8195 | 200 | 1.0676 | 9.9568 | 5 | 9.6067
8200 | 200 | 1.0676 | 9.9568 | 5 | 9.6067
8205 | 200 | 1.0676 | 9.9568 | 5 | 9.6067
8210 | 200 | 1.0676 | 9.9568 | 5 | 9.6067
8215 | 200 | 1.0676 | 9.9568 | 5 | 9.6067
8220 | 200 | 1.0676 | 9.9568 | 5 | 9.6067
8225 | 200 | 1.0676 | 9.9568 | 5 | 9.6067
8230 | 200 | 1.0676 | 9.9568 | 5 | 9.6067
8235 | 200 | 1.0676 | 9.9568 | 5 | 9.6067
8240 | 200 | 1.0676 | 9.9568 | 5 | 9.6067
8245 | 200 | 1.0676 | 9.9568 | 5 | 9.6067
8250 | 200 | 1.0676 | 9.9568 | 5 | 9.6067
8255 | 200 | 1.0676 | 9.9568 | 5 | 9.6067
8260 | 200 | 1.0676 | 9.9568 | 5 | 9.6067
8265 | 200 | 1.0676 | 9.9568 | 5 | 9.6067
8270 | 200 | 1.0676 | 9.9568 | 5 | 9.6067
8275 | 200 | 1.0676 | 9.9568 | 5 | 9.6067
8280 | 200 | 1.0676 | 9.9568 | 5 | 9.6067
8285 | 200 | 1.0676 | 9.9568 | 5 | 9.6067
8290 | 200 | 1.0676 | 9.9568 | 5 | 9.6067
8295 | 200 | 1.0676 | 9.9568 | 5 | 9.6067
8300 | 200 | 1.0676 | 9.9568 | 5 | 9.6067
8305 | 200 | 1.0676 | 9.9568 | 5 | 9.6067
8310 | 200 | 1.0676 | 9.9568 | 5 | 9.6067
8315 | 200 | 1.0676 | 9.9568 | 5 | 9.6067
8320 | 200 | 1.0676 | 9.9568 | 5 | 9.6067
8325 | 200 | 1.0676 | 9.9568 | 5 | 9.6067
8330 | 200 | 1.0676 | 9.9568 | 5 | 9.6067
8335 | 200 | 1.0676 | 9.9568 | 5 | 9.6067
8340 | 200 | 1.0676 | 9.9568 | 5 | 9.6067
8345 | 200 | 1.0676 | 9.9568 | 5 | 9.6067
8350 | 200 | 1.0676 | 9.9568 | 5 | 9.6067
8355 | 200 | 1.0676 | 9.9568 | 5 | 9.6067
8360 | 200 | 1.0676 | 9.9568 | 5 | 9.6067
8365 | 200 | 1.0676 | 9.9568 | 5 | 9.6067
8370 | 200 | 1.0676 | 9.9568 | 5 | 9.6067
8375 | 200 | 1.0676 | 9.9568 | 5 | 9.6067
8380 | 200 | 1.0676 | 9.9568 | 5 | 9.6067
8385 | 200 | 1.0676 | 9.9568 | 5 | 9.6067
8390 | 200 | 1.0676 | 9.9568 | 5 | 9.6067
8395 | 200 | 1.0676 | 9.9568 | 5 | 9.6067
8400 | 200 | 1.0676 | 9.9568 | 5 | 9.6067
8405 | 200 | 1.0676 | 9.9568 | 5 | 9.6067
8410 | 200 | 1.0676 | 9.9568 | 5 | 9.6067
8415 | 200 | 1.0676 | 9.9568 | 5 | 9.6067
8420 | 200 | 1.0676 | 9.9568 | 5 | 9.6067
8425 | 200 | 1.0676 | 9.9568 | 5 | 9.6067
8430 | 200 | 1.0676 | 9.9568 | 5 | 9.6067
8435 | 200 | 1.0676 | 9.9568 | 5 | 9.6067
8440 | 200 | 1.0676 | 9.9568 | 5 | 9.6067
8445 | 200 | 1.0676 | 9.9568 | 5 | 9.6067
8450 | 200 | 1.0676 | 9.9568 | 5 | 9.6067
8455 | 200 | 1.0676 | 9.9568 | 5 | 9.6067
8460 | 200 | 1.0676 | 9.9568 | 5 | 9.6067
8465 | 200 | 1.0676 | 9.9568 | 5 | 9.6067
8470 | 200 | 1.0676 | 9.9568 | 5 | 9.6067
8475 | 200 | 1.0676 | 9.9568 | 5 | 9.6067
8480 | 200 | 1.0676 | 9.9568 | 5 | 9.6067
8485 | 200 | 1.0676 | 9.9568 | 5 | 9.6067
8490 | 200 | 1.0676 | 9.9568 | 5 | 9.6067
8495 | 200 | 1.0676 | 9.9568 | 5 | 9.6067
8500 | 200 | 1.0676 | 9.9568 | 5 | 9.6067
8505 | 200 | 1.0676 | 9.9568 | 5 | 9.6067
8510 | 200 | 1.0676 | 9.9568 | 5 | 9.6067
8515 | 200 | 1.0676 | 9.9568 | 5 | 9.6067
8520 | 200 | 1.0676 | 9.9568 | 5 | 9.6067
8525 | 200 | 1.0676 | 9.9568 | 5 | 9.6067
8530 | 200 | 1.0676 | 9.9568 | 5 | 9.6067
8535 | 200 | 1.0676 | 9.9568 | 5 | 9.6067
8540 | 200 | 1.0676 | 9.9568 | 5 | 9.6067
8545 | 200 | 1.0676 | 9.9568 | 5 | 9.6067
8550 | 200 | 1.0676 | 9.9568 | 5 | 9.6067
8555 | 200 | 1.0676 | 9.9568 | 5 | 9.6067
8560 | 200 | 1.0676 | 9.9568 | 5 | 9.6067
8565 | 200 | 1.0676 | 9.9568 | 5 | 9.6067
8570 | 200 | 1.0676 | 9.9568 | 5 | 9.6067
8575 | 200 | 1.0676 | 9.9568 | 5 | 9.6067
8580 | 200 | 1.0676 | 9.9568 | 5 | 9.6067
8585 | 200 | 1.0676 | 9.9568 | 5 | 9.6067
8590 | 200 | 1.0676 | 9.9568 | 5 | 9.6067
8595 | 200 | 1.0676 | 9.9568 | 5 | 9.6067
8600 | 200 | 1.0676 | 9.9568 | 5 | 9.6067
8605 | 200 | 1.0676 | 9.9568 | 5 | 9.6067
8610 | 200 | 1.0676 | 9.9568 | 5 | 9.6067
8615 | 200 | 1.0676 | 9.9568 | 5 | 9.6067
8620 | 200 | 1.0676 | 9.9568 | 5 | 9.6067
8625 | 200 | 1.0676 | 9.9568 | 5 | 9.6067
8630 | 200 | 1.0676 | 9.9568 | 5 | 9.6067
8635 | 200 | 1.0676 | 9.9568 | 5 | 9.6067
8640 | 200 | 1.0676 | 9.9568 | 5 | 9.6067
8645 | 200 | 1.0676 | 9.9568 | 5 | 9.6067
8650 | 200 | 1.0676 | 9.9568 | 5 | 9.6067
8655 | 200 | 1.0676 | 9.9568 | 5 | 9.6067
8660 | 200 | 1.0676 | 9.9568 | 5 | 9.6067
8665 | 200 | 1.0676 | 9.9568 | 5 | 9.6067
8670 | 200 | 1.0676 | 9.9568 | 5 | 9.6067
8675 | 200 | 1.0676 | 9.9568 | 5 | 9.6067
8680 | 200 | 1.0676 | 9.9568 | 5 | 9.6067
8685 | 200 | 1.0676 | 9.9568 | 5 | 9.6067
8690 | 200 | 1.0676 | 9.9568 | 5 | 9.6067
8695 | 200 | 1.0676 | 9.9568 | 5 | 9.6067
8700 | 200 | 1.0676 | 9.9568 | 5 | 9.6067
8705 | 200 | 1.0676 | 9.9568 | 5 | 9.6067
8710 | 200 | 1.0676 | 9.9568 | 5 | 9.6067
8715 | 200 | 1.0676 | 9.9568 | 5 | 9.6067
8720 | 200 | 1.0676 | 9.9568 | 5 | 9.6067
8725 | 200 | 1.0676 | 9.9568 | 5 | 9.6067
8730 | 200 | 1.0676 | 9.9568 | 5 | 9.6067
8735 | 200 | 1.0676 | 9.9568 | 5 | 9.6067
8740 | 200 | 1.0676 | 9.9568 | 5 | 9.6067
8745 | 200 | 1.0676 | 9.9568 | 5 | 9.6067
8750 | 200 | 1.0676 | 9.9568 | 5 | 9.6067
8755 | 200 | 1.0676 | 9.9568 | 5 | 9.6067
8760 | 200 | 1.0676 | 9.9568 | 5 | 9.6067
8765 | 200 | 1.0676 | 9.9568 | 5 | 9.6067
8770 | 200 | 1.0676 | 9.9568 | 5 | 9.6067
8775 | 200 | 1.0676 | 9.9568 | 5 | 9.6067
8780 | 200 | 1.0676 | 9.9568 | 5 | 9.6067
8785 | 200 | 1.0676 | 9.9568 | 5 | 9.6067
8790 | 200 | 1.0676 | 9.9568 | 5 | 9.6067
8795 | 200 | 1.0676 | 9.9568 | 5 | 9.6067
8800 | 200 | 1.0676 | 9.9568 | 5 | 9.6067
8805 | 200 | 1.0676 | 9.9568 | 5 | 9.6067
8810 | 200 | 1.0676 | 9.9568 | 5 | 9.6067
8815 | 200 | 1.0676 | 9.9568 | 5 | 9.6067
8820 | 200 | 1.0676 | 9.9568 | 5 | 9.6067
8825 | 200 | 1.0676 | 9.9568 | 5 | 9.6067
8830 | 200 | 1.0676 | 9.9568 | 5 | 9.6067
8835 | 200 | 1.0676 | 9.9568 | 5 | 9.6067
8840 | 200 | 1.0676 | 9.9568 | 5 | 9.6067
8845 | 200 | 1.0676 | 9.9568 | 5 | 9.6067
8850 | 200 | 1.0676 | 9.9568 | 5 | 9.6067
8855 | 200 | 1.0676 | 9.9568 | 5 | 9.6067
8860 | 200 | 1.0676 | 9.9568 | 5 | 9.6067
8865 | 200 | 1.0676 | 9.9568 | 5 | 9.6067
8870 | 200 | 1.0676 | 9.9568 | 5 | 9.6067
8875 | 200 | 1.0676 | 9.9568 | 5 | 9.6067
8880 | 200 | 1.0676 | 9.9568 | 5 | 9.6067
8885 | 200 | 1.0676 | 9.9568 | 5 | 9.6067
8890 | 200 | 1.0676 | 9.9568 | 5 | 9.6067
8895 | 200 | 1.0676 | 9.9568 | 5 | 9.6067
8900 | 200 | 1.0676 | 9.9568 | 5 | 9.6067
8905 | 200 | 1.0676 | 9.9568 | 5 | 9.6067
8910 | 200 | 1.0676 | 9.9568 | 5 | 9.6067
8915 | 200 | 1.0676 | 9.9568 | 5 | 9.6067
8920 | 200 | 1.0676 | 9.9568 | 5 | 9.6067
8925 | 200 | 1.0676 | 9.9568 | 5 | 9.6067
8930 | 200 | 1.0676 | 9.9568 | 5 | 9.6067
8935 | 200 | 1.0676 | 9.9568 | 5 | 9.6067
8940 | 200 | 1.0676 | 9.9568 | 5 | 9.6067
8945 | 200 | 1.0676 | 9.9568 | 5 | 9.6067
8950 | 200 | 1.0676 | 9.9568 | 5 | 9.6067
8955 | 200 | 1.0676 | 9.9568 | 5 | 9.6067
8960 | 200 | 1.0676 | 9.9568 | 5 | 9.6067
8965 | 200 | 1.0676 | 9.9568 | 5 | 9.6067
8970 | 200 | 1.0676 | 9.9568 | 5 | 9.6067
8975 | 200 | 1.0676 | 9.9568 | 5 | 9.6067
8980 | 200 | 1.0676 | 9.9568 | 5 | 9.6067
8985 | 200 | 1.0676 | 9.9568 | 5 | 9.6067
8990 | 200 | 1.0676 | 9.9568 | 5 | 9.6067
8995 | 200 | 1.0676 | 9.9568 | 5 | 9.6067
9000 | 200 | 1.0676 | 9.9568 | 5 | 9.6067
9005 | 200 | 1.0676 | 9.9568 | 5 | 9.6067
9010 | 200 | 1.0676 | 9.9568 | 5 | 9.6067
9015 | 200 | 1.0676 | 9.9568 | 5 | 9.6067
9020 | 200 | 1.0676 | 9.9568 | 5 | 9.6067
9025 | 200 | 1.0676 | 9.9568 | 5 | 9.6067
9030 | 200 | 1.0676 | 9.9568 | 5 | 9.6067
9035 | 200 | 1.0676 | 9.9568 | 5 | 9.6067
9040 | 200 | 1.0676 | 9.9568 | 5 | 9.6067
9045 | 200 | 1.0676 | 9.9568 | 5 | 9.6067
9050 | 200 | 1.0676 | 9.9568 | 5 | 9.6067
9055 | 200 | 1.0676 | 9.9568 | 5 | 9.6067
9060 | 200 | 1.0676 | 9.9568 | 5 | 9.6067
9065 | 200 | 1.0676 | 9.9568 | 5 | 9.6067
9070 | 200 | 1.0676 | 9.9568 | 5 | 9.6067
9075 | 200 | 1.0676 | 9.9568 | 5 | 9.6067
9080 | 200 | 1.0676 | 9.9568 | 5 | 9.6067
9085 | 200 | 1.0676 | 9.9568 | 5 | 9.6067
9090 | 200 | 1.0676 | 9.9568 | 5 | 9.6067
9095 | 200 | 1.0676 | 9.9568 | 5 | 9.6067
9100 | 200 | 1.0676 | 9.9568 | 5 | 9.6067
9105 | 200 | 1.0676 | 9.9568 | 5 | 9.6067
9110 | 200 | 1.0676 | 9.9568 | 5 | 9.6067
9115 | 200 | 1.0676 | 9.9568 | 5 | 9.6067
9120 | 200 | 1.0676 | 9.9568 | 5 | 9.6067
9125 | 200 | 1.0676 | 9.9568 | 5 | 9.6067
9130 | 200 | 1.0676 | 9.9568 | 5 | 9.6067
9135 | 200 | 1.0676 | 9.9568 | 5 | 9.6067
9140 | 200 | 1.0676 | 9.9568 | 5 | 9.6067
9145 | 200 | 1.0676 | 9.9568 | 5 | 9.6067
9150 | 200 | 1.0676 | 9.9568 | 5 | 9.6067
9155 | 200 | 1.0676 | 9.9568 | 5 | 9.6067
9160 | 200 | 1.0676 | 9.9568 | 5 | 9.6067
9165 | 200 | 1.0676 | 9.9568 | 5 | 9.6067
9170 | 200 | 1.0676 | 9.9568 | 5 | 9.6067
9175 | 200 | 1.0676 | 9.9568 | 5 | 9.6067
9180 | 200 | 1.0676 | 9.9568 | 5 | 9.6067
9185 | 200 | 1.0676 | 9.9568 | 5 | 9.6067
9190 | 200 | 1.0676 | 9.9568 | 5 | 9.6067
9195 | 200 | 1.0676 | 9.9568 | 5 | 9.6067
9200 | 200 | 1.0676 | 9.9568 | 5 | 9.6067
9205 | 200 | 1.0676 | 9.9568 | 5 | 9.6067
9210 | 200 | 1.0676 | 9.9568 | 5 | 9.6067
9215 | 200 | 1.0676 | 9.9568 | 5 | 9.6067
9220 | 200 | 1.0676 | 9.9568 | 5 | 9.6067
9225 | 200 | 1.0676 | 9.9568 | 5 | 9.6067
9230 | 200 | 1.0676 | 9.9568 | 5 | 9.6067
9235 | 200 | 1.0676 | 9.9568 | 5 | 9.6067
9240 | 200 | 1.0676 | 9.9568 | 5 | 9.6067
9245 | 200 | 1.0676 | 9.9568 | 5 | 9.6067
9250 | 200 | 1.0676 | 9.9568 | 5 | 9.6067
9255 | 200 | 1.0676 | 9.9568 | 5 | 9.6067
9260 | 200 | 1.0676 | 9.9568 | 5 | 9.6067
9265 | 200 | 1.0676 | 9.9568 | 5 | 9.6067
9270 | 200 | 1.0676 | 9.9568 | 5 | 9.6067
9275 | 200 | 1.0676 | 9.9568 | 5 | 9.6067
9280 | 200 | 1.0676 | 9.9568 | 5 | 9.6067
9285 | 200 | 1.0676 | 9.9568 | 5 | 9.6067
9290 | 200 | 1.0676 | 9.9568 | 5 | 9.6067
9295 | 200 | 1.0676 | 9.9568 | 5 | 9.6067
9300 | 200 | 1.0676 | 9.9568 | 5 | 9.6067
9305 | 200 | 1.0676 | 9.9568 | 5 | 9.6067
9310 | 200 | 1.0676 | 9.9568 | 5 | 9.6067
9315 | 200 | 1.0676 | 9.9568 | 5 | 9.6067
9320 | 200 | 1.0676 | 9.9568 | 5 | 9.6067
9325 | 200 | 1.0676 | 9.9568 | 5 | 9.6067
9330 | 200 | 1.0676 | 9.9568 | 5 | 9.6067
9335 | 200 | 1.0676 | 9.9568 | 5 | 9.6067
9340 | 200 | 1.0676 | 9.9568 | 5 | 9.6067
9345 | 200 | 1.0676 | 9.9568 | 5 | 9.6067
9350 | 200 | 1.0676 | 9.9568 | 5 | 9.6067
9355 | 200 | 1.0676 | 9.9568 | 5 | 9.6067
9360 | 200 | 1.0676 | 9.9568 | 5 | 9.6067
9365 | 200 | 1.0676 | 9.9568 | 5 | 9.6067
9370 | 200 | 1.0676 | 9.9568 | 5 | 9.6067
9375 | 200 | 1.0676 | 9.9568 | 5 | 9.6067
9380 | 200 | 1.0676 | 9.9568 | 5 | 9.6067
9385 | 200 | 1.0676 | 9.9568 | 5 | 9.6067
9390 | 200 | 1.0676 | 9.9568 | 5 | 9.6067
9395 | 200 | 1.0676 | 9.9568 | 5 | 9.6067
9400 | 200 | 1.0676 | 9.9568 | 5 | 9.6067
9405 | 200 | 1.0676 | 9.9568 | 5 | 9.6067
9410 | 200 | 1.0676 | 9.9568 | 5 | 9.6067
9415 | 200 | 1.0676 | 9.9568 | 5 | 9.6067
9420 | 200 | 1.0676 | 9.9568 | 5 | 9.6067
9425 | 200 | 1.0676 | 9.9568 | 5 | 9.6067
9430 | 200 | 1.0676 | 9.9568 | 5 | 9.6067
9435 | 200 | 1.0676 | 9.9568 | 5 | 9.6067
9440 | 200 | 1.0676 | 9.9568 | 5 | 9.6067
9445 | 200 | 1.0676 | 9.9568 | 5 | 9.6067
9450 | 200 | 1.0676 | 9.9568 | 5 | 9.6067
9455 | 200 | 1.0676 | 9.9568 | 5 | 9.6067
9460 | 200 | 1.0676 | 9.9568 | 5 | 9.6067
9465 | 200 | 1.0676 | 9.9568 | 5 | 9.6067
9470 | 200 | 1.0676 | 9.9568 | 5 | 9.6067
9475 | 200 | 1.0676 | 9.9568 | 5 | 9.6067
9480 | 200 | 1.0676 | 9.9568 | 5 | 9.6067
9485 | 200 | 1.0676 | 9.9568 | 5 | 9.6067
9490 | 200 | 1.0676 | 9.9568 | 5 | 9.6067
9495 | 200 | 1.0676 | 9.9568 | 5 | 9.6067
9500 | 200 | 1.0676 | 9.9568 | 5 | 9.6067
9505 | 200 | 1.0676 | 9.9568 | 5 | 9.6067
9510 | 200 | 1.0676 | 9.9568 | 5 | 9.6067
9515 | 200 | 1.0676 | 9.9568 | 5 | 9.6067
9520 | 200 | 1.0676 | 9.9568 | 5 | 9.6067
9525 | 200 | 1.0676 | 9.9568 | 5 | 9.6067
9530 | 200 | 1.0676 | 9.9568 | 5 | 9.6067
9535 | 200 | 1.0676 | 9.9568 | 5 | 9.6067
9540 | 200 | 1.0676 | 9.9568 | 5 | 9.6067
9545 | 200 | 1.0676 | 9.9568 | 5 | 9.6067
9550 | 200 | 1.0676 | 9.9568 | 5 | 9.6067
9555 | 200 | 1.0676 | 9.9568 | 5 | 9.6067
9560 | 200 | 1.0676 | 9.9568 | 5 | 9.6067
9565 | 200 | 1.0676 | 9.9568 | 5 | 9.6067
9570 | 200 | 1.0676 | 9.9568 | 5 | 9.6067
9575 | 200 | 1.0676 | 9.9568 | 5 | 9.6067
9580 | 200 | 1.0676 | 9.9568 | 5 | 9.6067
9585 | 200 | 1.0676 | 9.9568 | 5 | 9.6067
9590 | 200 | 1.0676 | 9.9568 | 5 | 9.6067
9595 | 200 | 1.0676 | 9.9568 | 5 | 9.6067
9600 | 200 | 1.0676 | 9.9568 | 5 | 9.6067
9605 | 200 | 1.0676 | 9.9568 | 5 | 9.6067
9610 | 200 | 1.0676 | 9.9568 | 5 | 9.6067
9615 | 200 | 1.0676 | 9.9568 | 5 | 9.6067
9620 | 200 | 1.0676 | 9.9568 | 5 | 9.6067
9625 | 200 | 1.0676 | 9.9568 | 5 | 9.6067
9630 | 200 | 1.0676 | 9.9568 | 5 | 9.6067
9635 | 200 | 1.0676 | 9.9568 | 5 | 9.6067
9640 | 200 | 1.0676 | 9.9568 | 5 | 9.6067
9645 | 200 | 1.0676 | 9.9568 | 5 | 9.6067
9650 | 200 | 1.0676 | 9.9568 | 5 | 9.6067
9655 | 200 | 1.0676 | 9.9568 | 5 | 9.6067
9660 | 200 | 1.0676 | 9.9568 | 5 | 9.6067
9665 | 200 | 1.0676 | 9.9568 | 5 | 9.6067
9670 | 200 | 1.0676 | 9.9568 | 5 | 9.6067
9675 | 200 | 1.0676 | 9.9568 | 5 | 9.6067
9680 | 200 | 1.0676 | 9.9568 | 5 | 9.6067
9685 | 200 | 1.0676 | 9.9568 | 5 | 9.6067
9690 | 200 | 1.0676 | 9.9568 | 5 | 9.6067
9695 | 200 | 1.0676 | 9.9568 | 5 | 9.6067
9700 | 200 | 1.0676 | 9.9568 | 5 | 9.6067
9705 | 200 | 1.0676 | 9.9568 | 5 | 9.6067
9710 | 200 | 1.0676 | 9.9568 | 5 | 9.6067
9715 | 200 | 1.0676 | 9.9568 | 5 | 9.6067
9720 | 200 | 1.0676 | 9.9568 | 5 | 9.6067
9725 | 200 | 1.0676 | 9.9568 | 5 | 9.6067
9730 | 200 | 1.0676 | 9.9568 | 5 | 9.6067
9735 | 200 | 1.0676 | 9.9568 | 5 | 9.6067
9740 | 200 | 1.0676 | 9.9568 | 5 | 9.6067
9745 | 200 | 1.0676 | 9.9568 | 5 | 9.6067
9750 | 200 | 1.0676 | 9.9568 | 5 | 9.6067
9755 | 200 | 1.0676 | 9.9568 | 5 | 9.6067
9760 | 200 | 1.0676 | 9.9568 | 5 | 9.6067
9765 | 200 | 1.0676 | 9.9568 | 5 | 9.6067
9770 | 200 | 1.0676 | 9.9568 | 5 | 9.6067
9775 | 200 | 1.0676 | 9.9568 | 5 | 9.6067
9780 | 200 | 1.0676 | 9.9568 | 5 | 9.6067
9785 | 200 | 1.0676 | 9.9568 | 5 | 9.6067
9790 | 200 | 1.0676 | 9.9568 | 5 | 9.6067
9795 | 200 | 1.0676 | 9.9568 | 5 | 9.6067
9800 | 200 | 1.0676 | 9.9568 | 5 | 9.6067
9805 | 200 | 1.0676 | 9.9568 | 5 | 9.6067
9810 | 200 | 1.0676 | 9.9568 | 5 | 9.6067
9815 | 200 | 1.0676 | 9.9568 | 5 | 9.6067
9820 | 200 | 1.0676 | 9.9568 | 5 | 9.6067
9825 | 200 | 1.0676 | 9.9568 | 5 | 9.6067
9830 | 200 | 1.0676 | 9.9568 | 5 | 9.6067
9835 | 200 | 1.0676 | 9.9568 | 5 | 9.6067
9840 | 200 | 1.0676 | 9.9568 | 5 | 9.6067
9845 | 200 | 1.0676 | 9.9568 | 5 | 9.6067
9850 | 200 | 1.0676 | 9.9568 | 5 | 9.6067
9855 | 200 | 1.0676 | 9.9568 | 5 | 9.6067
9860 | 200 | 1.0676 | 9.9568 | 5 | 9.6067
9865 | 200 | 1.0676 | 9.9568 | 5 | 9.6067
9870 | 200 | 1.0676 | 9.9568 | 5 | 9.6067
9875 | 200 | 1.0676 | 9.9568 | 5 | 9.6067
9880 | 200 | 1.0676 | 9.9568 | 5 | 9.6067
9885 | 200 | 1.0676 | 9.9568 | 5 | 9.6067
9890 | 200 | 1.0676 | 9.9568 | 5 | 9.6067
9895 | 200 | 1.0676 | 9.9568 | 5 | 9.6067
9900 | 200 | 1.0676 | 9.9568 | 5 | 9.6067
9905 | 200 | 1.0676 | 9.9568 | 5 | 9.6067
9910 | 200 | 1.0676 | 9.9568 | 5 | 9.6067
9915 | 200 | 1.0676 | 9.9568 | 5 | 9.6067
9920 | 200 | 1.0676 | 9.9568 | 5 | 9.6067
9925 | 200 | 1.0676 | 9.9568 | 5 | 9.6067
9930 | 200 | 1.0676 | 9.9568 | 5 | 9.6067
9935 | 200 | 1.0676 | 9.9568 | 5 | 9.6067
9940 | 200 | 1.0676 | 9.9568 | 5 | 9.6067
9945 | 200 | 1.0676 | 9.9568 | 5 | 9.6067
9950 | 200 | 1.0676 | 9.9568 | 5 | 9.6067
9955 | 200 | 1.0676 | 9.9568 | 5 | 9.6067
9960 | 200 | 1.0676 | 9.9568 | 5 | 9.6067
9965 | 200 | 1.0676 | 9.9568 | 5 | 9.6067
9970 | 200 | 1.0676 | 9.9568 | 5 | 9.6067
9975 | 200 | 1.0676 | 9.9568 | 5 | 9.6067
9980 | 200 | 1.0676 | 9.9568 | 5 | 9.6067
9985 | 200 | 1.0676 | 9.9568 | 5 | 9.6067
9990 | 200 | 1.0676 | 9.9568 | 5 | 9.6067
9995 | 200 | 1.0676 | 9.9568 | 5 | 9.6067
10000 | 200 | 1.0676 | 9.9568 | 5 | 9.6067
10005 | 200 | 1.0676 | 9.9568 | 5 | 9.6067
10010 | 200 | 1.0676 | 9.9568 | 5 | 9.6067
10015 | 200 | 1.0676 | 9.9568 | 5 | 9.6067
10020 | 200 | 1.0676 | 9.9568 | 5 | 9.6067
10025 | 200 | 1.0676 | 9.9568 | 5 | 9.6067
10030 | 200 | 1.0676 | 9.9568 | 5 | 9.6067
10035 | 200 | 1.0676 | 9.9568 | 5 | 9.6067
10040 | 200 | 1.0676 | 9.9568 | 5 | 9.6067
10045 | 200 | 1.0676 | 9.9568 | 5 | 9.6067
10050 | 200 | 1.0676 | 9.9568 | 5 | 9.6067
10055 | 200 | 1.0676 | 9.9568 | 5 | 9.6067
10060 | 200 | 1.0676 | 9.9568 | 5 | 9.6067
10065 | 200 | 1.0676 | 9.9568 | 5 | 9.6067
10070 | 200 | 1.0676 | 9.9568 | 5 | 9.6067
10075 | 200 | 1.0676 | 9.9568 | 5 | 9.6067
10080 | 200 | 1.0676 | 9.9568 | 5 | 9.6067

## Config
Parameter | Value | Unit/Note
Internal loop delay | 5 | minutes
External loop delay | 15 | minutes
Pump adjustment | 0.05 | fraction per internal-loop action
Chiller count | 1 | one active chiller by default
Target deltaT | 5 | degC
DeltaT deadband | 0.05 | degC, avoids infinite hunting around target
Load | 200 | kW, from QRoo_flow = 200000 W
Chiller COP | 5.42 | Carrier_19XR_742kW_5_42COP_VSD nominal COP basis
Chiller outlet temperature | 5 | degC, from chiTSet = 273.15 + 5
Nominal CHW mass flow | 4.7619 | kg/s, from Modelica sizing expression
Nominal CW mass flow | 15.873 | kg/s
Include air fans in whole plant | 1 | true/false
Whole plant boundary | chiller + CHW pump + CW pump + cooling tower fan + optional air fans | power boundary
Time step | 5 | minutes